## Lot 1
Thermo Electron North America LLC
Lot 1 Equipment & Instruments | [5 empty] | 2025-11-05
Manufacturer | Category Name | Bundled | SKU/Part Number | Product Name/Description | Retail Price | NYS Discount | NYS Net Price
Thermo Scientific | Ion Chromatography (ICS 5000) | No | 09.1006 | Filter set for MicroPure | 870 | 12% | 765.6
Thermo Scientific | HPLC (Ultimate) | No | 3323.0010 | OQ/PQ Standards Refill Kit | 534 | 20% | 427.2
Thermo Scientific | HPLC (Ultimate) | No | 3325.0010 | OQ/PQ Standards for RI-Detector Qualification | 653 | 20% | 522.4
Thermo Scientific | HPLC (Ultimate) | No | 3327.0010 | Pyrene Standard for Instrument IQ | 162 | 20% | 129.6
Thermo Scientific | HPLC (Ultimate) | No | 5035.9200 | SR-3000 Solvent Rack (without degasser) | 660 | 20% | 528
Thermo Scientific | HPLC (Ultimate) | No | 5035.9245 | SRD-3400 Solvent Rack with 4 degasser channels | 6040 | 20% | 4832
Thermo Scientific | HPLC (Ultimate) | No | 5035.9250 | SRD-3200 Solvent Rack with 2 degasser channels | 4660 | 20% | 3728
Thermo Scientific | HPLC (Ultimate) | No | 5040.0011 | ISO-3100SD Isocratic Analytical Pump | 10400 | 20% | 8320
Thermo Scientific | HPLC (Ultimate) | No | 5040.0021 | HPG-3200SD Binary Analytical Pump | 21600 | 20% | 17280
Thermo Scientific | HPLC (Ultimate) | No | 5040.0030 | LPG-3400SDN Quaternary Analytical Pump with integrated degasser | 18900 | 20% | 15120
Thermo Scientific | HPLC (Ultimate) | No | 5040.0031 | LPG-3400SD Quaternary Analytical Pump with integrated degasser | 22500 | 20% | 18000
Thermo Scientific | HPLC (Ultimate) | No | 5041.9100 | ACCESSORIES NCS 3x00 | 1240 | 20% | 992
Thermo Scientific | HPLC (Ultimate) | No | 5041.9130 | ACCESSORIES NCP-3x00 | 1060 | 20% | 848
Thermo Scientific | HPLC (Ultimate) | No | 5042.0025 | HPG-3200BX Biocompatible Binary Semi-Preparative Pump | 25100 | 20% | 20080
Thermo Scientific | HPLC (Ultimate) | No | 5060.0050 | RefractoMax 521 Refractive Index Detector, including flow cell (8 µL) | 18900 | 20% | 15120
Thermo Scientific | HPLC (Ultimate) | No | 5074.0010 | VWD-3400RS Rapid Separation Variable Wavelength Detector, four channels, without flow cell | 17900 | 20% | 14320
Thermo Scientific | HPLC (Ultimate) | No | 5078.0015 | FLD-3100 Fluorescence Detector with Dual-PMT, one channel, w/o flow cell | 21200 | 20% | 16960
Thermo Scientific | Corona Detector | No | 5081.0010 | Corona Veo Charged Aerosol Detector with accessories | 57700 | 3% | 55969
Thermo Scientific | Corona Detector | No | 5081.0020 | Corona Veo RS Charged Aerosol Detector with electronic gas regulation, automated stream-switching and accessories | 88600 | 3% | 85942
Thermo Scientific | Corona Detector | No | 5081.9110 | ACCESSORIES Corona Veo | 930 | 3% | 902.1
Thermo Scientific | Corona Detector | No | 5081.9120 | ACCESSORIES Corona Veo RS | 1350 | 3% | 1309.5
Thermo Scientific | HPLC (Ultimate) | No | 5082.0010 | DAD-3000 Diode Array Detector, without flow cell | 24200 | 20% | 19360
Thermo Scientific | HPLC (Ultimate) | No | 5730.0000 | TCC-3000RS Rapid Separation Thermostatted Column Compartment | 9530 | 20% | 7624
Thermo Scientific | HPLC (Ultimate) | No | 5730.0010 | TCC-3000SD Thermostatted Column Compartment | 5830 | 20% | 4664
Thermo Scientific | HPLC (Ultimate) | No | 5822.0010 | WPS-3000SL Analytical Split-Loop Well Plate Autosampler | 20500 | 20% | 16400
Thermo Scientific | HPLC (Ultimate) | No | 5822.0020 | WPS-3000TSL Analytical Split-Loop Thermostatted Well Plate Autosampler | 26200 | 20% | 20960
Thermo Scientific | HPLC (Ultimate) | No | 5822.0028 | WPS-3000TSL Semipreparative Split-Loop Thermostatted Well Plate Autosampler | 25600 | 20% | 20480
Thermo Scientific | HPLC (Ultimate) | No | 6000.0010 | Kit Syringe, Tubing | 34.9 | 20% | 27.92
Thermo Scientific | HPLC (Ultimate) | No | 6000.0041 | Solvent filter (10 pcs.) | 40.6 | 20% | 32.48
Thermo Scientific | HPLC (Ultimate) | No | 6000.0042 | Retaining guide (for eluent bottle) 5 pcs | 114 | 20% | 91.2
Thermo Scientific | HPLC (Ultimate) | No | 6000.0046 | Extractor for PH bushing andseal of rear-seal wash system | 47.1 | 20% | 37.68
Thermo Scientific | HPLC (Ultimate) | No | 6000.0047 | Bottle Cap plugs 8/5.5/5.8, 20 | 8.68 | 20% | 6.94
Thermo Scientific | HPLC (Ultimate) | No | 6000.0048 | Degasser dummy fittings | 15.9 | 20% | 12.72
Thermo Scientific | HPLC (Ultimate) | No | 6000.0057 | Screw cap, white, f. 1.1+2mLv., 500 pcs | 61.9 | 20% | 49.52
Thermo Scientific | HPLC (Ultimate) | No | 6000.0060 | Screw cap vial 2mL, amber, 500 pcs. | 326 | 20% | 260.8
Thermo Scientific | HPLC (Ultimate) | No | 6000.0061 | Septum, 8mm, silicone/PTFE, slotted, 500pcs | 384 | 20% | 307.2
Thermo Scientific | HPLC (Ultimate) | No | 6000.0062 | Mini vial 1.2mL for crimp caps500 pcs. | 450 | 20% | 360
Thermo Scientific | HPLC (Ultimate) | No | 6000.0068 | Refill Kit of 8 CaffeineSamples | 459 | 20% | 367.2
Thermo Scientific | HPLC (Ultimate) | No | 6000.0071 | Crimp caps with septum, 100 pcs. | 38.9 | 20% | 31.12
Thermo Scientific | HPLC (Ultimate) | No | 6000.0072 | Vial, 1.5 mL, amber 100 pcs. | 51.4 | 20% | 41.12
Thermo Scientific | HPLC (Ultimate) | No | 6000.0073 | Screw cap for 4mL vials,100 pcs. | 139 | 20% | 111.2
Thermo Scientific | HPLC (Ultimate) | No | 6000.0074 | Screw cap vial, 4mL, amber,100 pcs. | 235 | 20% | 188
Thermo Scientific | HPLC (Ultimate) | No | 6000.0075 | Septum, 12mm, for 4mL vials, silicone/PFTE, 500 pcs. | 409 | 20% | 327.2
Thermo Scientific | HPLC (Ultimate) | No | 6000.0076 | Cap 11 mm silicone, slotted,100 pcs. | 83 | 20% | 66.4
Thermo Scientific | HPLC (Ultimate) | No | 6000.1000 | Power cord EU-version | 0.01 | 20% | 0
Thermo Scientific | HPLC (Ultimate) | No | 6000.1001 | Power cord USA-version | 0.01 | 100% | 0
Thermo Scientific | HPLC (Ultimate) | No | 6000.1005 | 5 m USB Extension cable with signal amplifying | 48.5 | 20% | 38.8
Thermo Scientific | HPLC (Ultimate) | No | 6000.1020 | Power cord UK version | 0.01 | 100% | 0
Thermo Scientific | HPLC (Ultimate) | No | 6007.9100 | Rinsing tube, silicone (2.8x1.3) 3m, cpl. | 11.9 | 20% | 9.52
Thermo Scientific | HPLC (Ultimate) | No | 6007.9302 | Toolkit analyt. pump | 214 | 20% | 171.2
Thermo Scientific | HPLC (Ultimate) | No | 6007.9304 | Tools VF-P20, RS/SD/BM Pumps | 196 | 20% | 156.8
Thermo Scientific | HPLC (Ultimate) | No | 6007.9306 | Tools for pump BX | 172 | 20% | 137.6
Thermo Scientific | HPLC (Ultimate) | No | 6025.2511 | PEEK fitting set (for tubeIDxOD 1.5x3mm),5 pcs.each | 127 | 20% | 101.6
Thermo Scientific | HPLC (Ultimate) | No | 6030.2548 | Solvent line analytical | 40.6 | 20% | 32.48
Thermo Scientific | HPLC (Ultimate) | No | 6030.9101 | Plugs and retaining guides,bottle caps | 76.3 | 20% | 61.04
Thermo Scientific | HPLC (Ultimate) | No | 6030.9501 | Liquid reservoir for rear-sealwash system, 2pcs. | 97.7 | 20% | 78.16
Thermo Scientific | HPLC (Ultimate) | No | 6030.9502 | Tube kit peristaltic pump | 27.9 | 20% | 22.32
Thermo Scientific | HPLC (Ultimate) | No | 6035.0016 | Replacement frits SST 0.5inch,10µm, for Static Mixer, 150µL | 119 | 20% | 95.2
Thermo Scientific | HPLC (Ultimate) | No | 6035.0089 | Degasser Channel Upgrade Kit for SRD | 1180 | 20% | 944
Thermo Scientific | HPLC (Ultimate) | No | 6035.0665 | Syringe, 100 µL, for use with manual injection valve kit, analytical | 234 | 20% | 187.2
Thermo Scientific | HPLC (Ultimate) | No | 6035.0670 | Syringe, 5 mL, for use with manual injection valve kit, semipreparative | 347 | 20% | 277.6
Thermo Scientific | HPLC (Ultimate) | No | 6035.2530 | Set suction tubes forHPG-3200SD/RS pumps | 148 | 20% | 118.4
Thermo Scientific | HPLC (Ultimate) | No | 6035.2532 | Set suction tubes U3000 pump,HPG-3400 | 271 | 20% | 216.8
Thermo Scientific | HPLC (Ultimate) | No | 6035.3000 | Pump Diagnostics KitU3000 | 1040 | 20% | 832
Thermo Scientific | HPLC (Vanquish) | No | 6036.0006 | Digital I/O signaling cableVanquish, 5m | 92 | 15% | 78.2
Thermo Scientific | HPLC (Vanquish) | No | 6036.0010 | Solvent shut-off valve | 88.6 | 15% | 75.31
Thermo Scientific | HPLC (Vanquish) | No | 6036.0100 | Extension Kit for Automated Method Scouting, Vanquish Systems, with 10-pos 11-port Solvent Selection valve | 4380 | 15% | 3723
Thermo Scientific | HPLC (Vanquish) | No | 6036.1045 | Viper Inline Filter | 322 | 15% | 273.7
Thermo Scientific | HPLC (Vanquish) | No | 6036.1180 | Vanquish Display | 2870 | 15% | 2439.5
Thermo Scientific | HPLC (Vanquish) | No | 6036.1280 | Base to integrate VQ detectors in U3000 | 1630 | 15% | 1385.5
Thermo Scientific | HPLC (Vanquish) | No | 6036.1290 | Adapter Kit DAD-3000for Vanquish | 882 | 15% | 749.7
Thermo Scientific | HPLC (Vanquish) | No | 6036.1710 | Stack Stabilizer Kit Vanquish System | 430 | 15% | 365.5
Thermo Scientific | HPLC (Vanquish) | No | 6036.1720 | IonBench w/ Stack Mounting Kit Vanquish System | 9780 | 15% | 8313
Thermo Scientific | HPLC (Vanquish) | No | 6036.1732 | IonBench TH6765 for Vanquish, H57-87cm | 9270 | 15% | 7879.5
Thermo Scientific | HPLC (Vanquish) | No | 6036.1733 | IonBench TH4555 for U3000, H57-87cm | 7510 | 15% | 6383.5
Thermo Scientific | HPLC (Vanquish) | No | 6036.2010 | Viper Kit, Vanquish Duo for Inverse Gradient | 1610 | 15% | 1368.5
Thermo Scientific | HPLC (Vanquish) | No | 6036.2020 | Viper Kit, Vanquish Duo for Tandem LC | 10600 | 15% | 9010
Thermo Scientific | HPLC (Vanquish) | No | 6036.2030 | Workflow Kit, VQ Trap/Simple Switch 2DLC | 15000 | 15% | 12750
Thermo Scientific | HPLC (Vanquish) | No | 6036.2100 | Method Transfer Kit Vanquish | 2990 | 15% | 2541.5
Thermo Scientific | HPLC (Vanquish) | No | 6036.2120 | Loop, 200 µL, MT Kit and 2D-LC | 451 | 15% | 383.35
Thermo Scientific | HPLC (Vanquish) | No | 6036.2200 | Strong Solvent Loop | 332 | 15% | 282.2
Thermo Scientific | HPLC (Vanquish) | No | 6036.2305 | Viper Kit, Vanquish Duo for Dual LC | 5070 | 15% | 4309.5
Thermo Scientific | HPLC (Vanquish) | No | 6036.2520 | Valve 2-p 6-p 150 MPa bio VH-C/VC-C | 3610 | 15% | 3068.5
Thermo Scientific | HPLC (Vanquish) | No | 6036.2530 | Valve 6-p 7-p 150 MPa bio VH-C/VC-C | 3610 | 15% | 3068.5
Thermo Scientific | HPLC (Vanquish) | No | 6036.2807 | Viper Automated Method Scouting Solution Kit for Vanquish Systems | 3870 | 15% | 3289.5
Thermo Scientific | HPLC (Vanquish) | No | 6036.3972 | Normal-Phase (NP) kit Vanquish Core Systems | 3680 | 15% | 3128
Thermo Scientific | HPLC (Ultimate) | No | 6037.0016 | Fitting screw fingertight,polyketone, 10pcs | 136 | 20% | 108.8
Thermo Scientific | HPLC (Ultimate) | No | 6037.0018 | Fingertight fitting, one-piecepolyketone, 10pcs | 280 | 20% | 224
Thermo Scientific | HPLC (Ultimate) | No | 6037.0022 | RheBuild Kit for 9725I(Rotor Seal) | 551 | 20% | 440.8
Thermo Scientific | HPLC (Ultimate) | No | 6037.0023 | Stator for RH 9725i | 801 | 20% | 640.8
Thermo Scientific | HPLC (Ultimate) | No | 6037.1977 | Micro-Flow Kit LPG/DGP3x00, single unit, biocomp. | 336 | 20% | 268.8
Thermo Scientific | HPLC (Ultimate) | No | 6037.3020 | Capillary AK-Outlet, U3-Pumpanalyt., biocomp. | 192 | 20% | 153.6
Thermo Scientific | HPLC (Ultimate) | No | 6040.0040 | Kit Frits, 0.75", 10µm,VA, 2 pcs. for 350µL Mixer | 37.4 | 20% | 29.92
Thermo Scientific | HPLC (Ultimate) | No | 6040.0100 | Extension Kit for Automated Method Scouting with 10-pos 11-port Solvent Selection valve and solvent rack SR-3000 | 6390 | 20% | 5112
Thermo Scientific | HPLC (Ultimate) | No | 6040.0610 | Manual Injection Valve analytical/micro, with mounting kit for 2G UltiMate 3000 pump, and 20 µL sample loop | 2550 | 20% | 2040
Thermo Scientific | HPLC (Ultimate) | No | 6040.0611 | Mounting kit for injection valve on 2G UltiMate 3000 pumps | 922 | 20% | 737.6
Thermo Scientific | HPLC (Ultimate) | No | 6040.0620 | Syringe, 1 mL, for manualinjection | 192 | 20% | 153.6
Thermo Scientific | HPLC (Ultimate) | No | 6040.1972 | Normal-Phase (NP) Kit for SD Pumps | 1110 | 20% | 888
Thermo Scientific | HPLC (Ultimate) | No | 6040.1975 | Normal-Phase (NP) Kit for BX Pumps | 1330 | 20% | 1064
Thermo Scientific | HPLC (Ultimate) | No | 6040.2049 | Set suction tubes LPG-RS/SD | 239 | 20% | 191.2
Thermo Scientific | HPLC (Ultimate) | No | 6040.2207 | Viper Capillary, ID x L 0.10 x 65 mm, SST | 269 | 20% | 215.2
Thermo Scientific | HPLC (Ultimate) | No | 6040.2215 | Viper Capillary, ID x L 0.10 x 150 mm, SST | 279 | 20% | 223.2
Thermo Scientific | HPLC (Ultimate) | No | 6040.2225 | Viper Capillary, ID x L 0.10 x 250 mm, SST | 297 | 20% | 237.6
Thermo Scientific | HPLC (Ultimate) | No | 6040.2235 | Viper Capillary, ID x L 0.1 x 350 mm, SST | 314 | 20% | 251.2
Thermo Scientific | HPLC (Ultimate) | No | 6040.2245 | Viper Capillary, ID x L 0.10 x 450 mm, SST | 333 | 20% | 266.4
Thermo Scientific | HPLC (Ultimate) | No | 6040.2255 | Viper Capillary, ID x L 0.1 x 550 mm, SST | 352 | 20% | 281.6
Thermo Scientific | HPLC (Ultimate) | No | 6040.2265 | Viper Capillary, ID x L 0.1 x 650 mm, SST | 371 | 20% | 296.8
Thermo Scientific | HPLC (Vanquish) | No | 6040.2303 | Viper Blind Plug | 74.4 | 15% | 63.24
Thermo Scientific | HPLC (Vanquish) | No | 6040.2304 | Viper union | 46.1 | 15% | 39.18
Thermo Scientific | HPLC (Vanquish) | No | 6040.2305 | Viper Capillary, ID x L 0.13 x 550 mm, SST | 224 | 15% | 190.4
Thermo Scientific | HPLC (Vanquish) | No | 6040.2307 | Viper Capillary, ID x L 0.13 x 65 mm, SST | 181 | 15% | 153.85
Thermo Scientific | HPLC (Vanquish) | No | 6040.2310 | Viper Capillary, ID x L 0.13 x 650 mm, SST | 233 | 15% | 198.05
Thermo Scientific | HPLC (Vanquish) | No | 6040.2312 | Calibration Tool Viper | 174 | 15% | 147.9
Thermo Scientific | HPLC (Vanquish) | No | 6040.2314 | Installation tool for Viper capillaries with torque toothing | 290 | 15% | 246.5
Thermo Scientific | HPLC (Vanquish) | No | 6040.2315 | Viper Capillary, ID x L 0.13 x 150 mm, SST | 190 | 15% | 161.5
Thermo Scientific | HPLC (Vanquish) | No | 6040.2320 | Viper Capillary, ID x L 0.13 x 750 mm, SST | 241 | 15% | 204.85
Thermo Scientific | HPLC (Vanquish) | No | 6040.2322 | Viper Capillary, ID x L 0.13 x 100 mm, SST | 181 | 15% | 153.85
Thermo Scientific | HPLC (Vanquish) | No | 6040.2325 | Viper Capillary, ID x L 0.13 x 250 mm, SST | 198 | 15% | 168.3
Thermo Scientific | HPLC (Vanquish) | No | 6040.2327 | Viper Capillary, ID x L 0.13 x 200 mm, SST | 190 | 15% | 161.5
Thermo Scientific | HPLC (Vanquish) | No | 6040.2330 | Viper Capillary, ID x L 0.13 x 850 mm, SST | 250 | 15% | 212.5
Thermo Scientific | HPLC (Vanquish) | No | 6040.2335 | Viper Capillary, ID x L 0.13 x 350 mm, SST | 206 | 15% | 175.1
Thermo Scientific | HPLC (Vanquish) | No | 6040.2340 | Viper Capillary, ID x L 0.13 x 950 mm, SST | 259 | 15% | 220.15
Thermo Scientific | HPLC (Vanquish) | No | 6040.2345 | Viper Capillary, ID x L 0.13 x 450 mm, SST | 215 | 15% | 182.75
Thermo Scientific | HPLC (Vanquish) | No | 6040.2350 | Viper Capillary, ID x L 0.18 x 300 mm, SST | 173.51 | 15% | 147.48
Thermo Scientific | HPLC (Vanquish) | No | 6040.2355 | Viper Capillary, ID x L 0.18 x 550 mm, SST | 200 | 15% | 170
Thermo Scientific | HPLC (Vanquish) | No | 6040.2357 | Viper Capillary, ID x L 0.18 x 65 mm, SST | 156 | 15% | 132.6
Thermo Scientific | HPLC (Vanquish) | No | 6040.2360 | Viper Capillary, ID x L 0.18 x 150 mm, SST | 165 | 15% | 140.25
Thermo Scientific | HPLC (Vanquish) | No | 6040.2365 | Viper Capillary, ID x L 0.18 x 450 mm, SST | 191 | 15% | 162.35
Thermo Scientific | HPLC (Vanquish) | No | 6040.2370 | Viper Capillary, ID x L 0.18 x 750 mm, SST | 217 | 15% | 184.45
Thermo Scientific | HPLC (Vanquish) | No | 6040.2375 | Viper Capillary, ID x L 0.18 x 350 mm, SST | 182 | 15% | 154.7
Thermo Scientific | HPLC (Ultimate) | No | 6040.2380 | Viper Capillary, ID x L 0.18 x 850 mm, SST | 226 | 20% | 180.8
Thermo Scientific | HPLC (Vanquish) | No | 6040.2385 | Viper Capillary, ID x L 0.18 x 250 mm, SST | 174 | 15% | 147.9
Thermo Scientific | HPLC (Vanquish) | No | 6040.2390 | Viper Capillary, ID x L 0.18 x 950 mm, SST | 235 | 15% | 199.75
Thermo Scientific | HPLC (Vanquish) | No | 6040.2395 | Viper Capillary, ID x L 0.18 x 650 mm, SST | 209 | 15% | 177.65
Thermo Scientific | HPLC (Ultimate) | No | 6040.2802 | Viper Automated On-Line SPE Solution Kit (x2 Dual SD) | 1340 | 20% | 1072
Thermo Scientific | HPLC (Ultimate) | No | 6040.2804 | Viper Tandem Operation Solution Kit (x2 Dual SD) | 1680 | 20% | 1344
Thermo Scientific | HPLC (Ultimate) | No | 6040.2806 | Viper Automated Application Switching Solution Kit (x2 Dual SD) | 2430 | 20% | 1944
Thermo Scientific | HPLC (Ultimate) | No | 6040.2808 | Viper Automated Method Scouting Solution Kit (SD) | 2860 | 20% | 2288
Thermo Scientific | HPLC (Ultimate) | No | 6040.2819 | Viper Inverse Gradient for Uniform Response Solution Kit (x2 Dual SD) | 1720 | 20% | 1376
Thermo Scientific | HPLC (Ultimate) | No | 6040.3015 | Capillary Mixer, 50µL, SST, HPG-RS/SD | 352 | 20% | 281.6
Thermo Scientific | HPLC (Ultimate) | No | 6040.3020 | Capillary Mixer 25µL, SST, HPG, LPG, DGP | 300 | 20% | 240
Thermo Scientific | HPLC (Ultimate) | No | 6040.3025 | Capillary Mixer, 50µL, SST, for DGP-RS/SD pumps | 352 | 20% | 281.6
Thermo Scientific | HPLC (Ultimate) | No | 6040.3026 | Capillary Mixer, 50µL, SST, LPG-RS/SD | 357 | 20% | 285.6
Thermo Scientific | HPLC (Ultimate) | No | 6040.3099 | Diagnostics tool kit, VF-P20, 2G Pumps | 946 | 20% | 756.8
Thermo Scientific | HPLC (Ultimate) | No | 6040.4132 | Kit for step up drop sensor, for 2G pumps | 71.1 | 20% | 56.88
Thermo Scientific | HPLC (Ultimate) | No | 6040.5000 | Mixer Kit to 35 µL mixing volume, RS/SD pumps, 103 MPa | 621 | 20% | 496.8
Thermo Scientific | HPLC (Ultimate) | No | 6040.5010 | Inline filter 10µL | 281 | 20% | 224.8
Thermo Scientific | HPLC (Ultimate) | No | 6040.5100 | Mixer Kit to 100 µL mixing volume, RS/SD pumps, 103 MPa | 791 | 20% | 632.8
Thermo Scientific | HPLC (Ultimate) | No | 6040.5110 | Mixer Kit to 200 µL mixing volume, RS/SD pumps, 103 MPa | 653 | 20% | 522.4
Thermo Scientific | HPLC (Ultimate) | No | 6040.5310 | Mixer Kit to 400 µL mixing volume, RS/SD pumps, 103 MPa | 837 | 20% | 669.6
Thermo Scientific | HPLC (Ultimate) | No | 6040.5320 | Buffer Performance Kit for U3 and VQ | 370 | 20% | 296
Thermo Scientific | HPLC (Ultimate) | No | 6040.5450 | Mixer kit to 1550 µL mixing volume, RS/SD pumps, 103 MPa | 1240 | 20% | 992
Thermo Scientific | HPLC (Ultimate) | No | 6040.5750 | Mixer Kit to 800 µL mixing volume, RS/SD pumps, 103 MPa | 989 | 20% | 791.2
Thermo Scientific | HPLC (Ultimate) | No | 6040.9502 | Tube kit peristaltic pump 2G | 96 | 20% | 76.8
Thermo Scientific | HPLC (Ultimate) | No | 6041.2530 | Solvent tube, IDxL 1mmx1,3mNCP-3x00 | 117 | 20% | 93.6
Thermo Scientific | HPLC (Ultimate) | No | 6041.5118 | nanoViper Capillary, ID x L 10 µm x 180 mm | 331 | 20% | 264.8
Thermo Scientific | HPLC (Ultimate) | No | 6041.5120 | nanoViper Capillary, ID x L 20 µm x 70 mm | 262 | 20% | 209.6
Thermo Scientific | HPLC (Ultimate) | No | 6041.5121 | nanoViper Capillary, ID x L 20 µm x 150 mm | 278 | 20% | 222.4
Thermo Scientific | HPLC (Ultimate) | No | 6041.5122 | nanoViper Capillary, ID x L 20 µm x 950 mm | 379 | 20% | 303.2
Thermo Scientific | HPLC (Ultimate) | No | 6041.5123 | nanoViper Capillary, ID x L 50 µm x 70 mm | 262 | 20% | 209.6
Thermo Scientific | HPLC (Ultimate) | No | 6041.5124 | nanoViper Capillary, ID x L 50 µm x 150 mm | 262 | 20% | 209.6
Thermo Scientific | HPLC (Ultimate) | No | 6041.5125 | nanoViper Capillary, ID x L 50 µm x 950 mm | 379 | 20% | 303.2
Thermo Scientific | HPLC (Ultimate) | No | 6041.5126 | nanoViper Capillary, ID x L 75 µm x 70 mm | 262 | 20% | 209.6
Thermo Scientific | HPLC (Ultimate) | No | 6041.5127 | nanoViper Capillary, ID x L 75 µm x 150 mm | 278 | 20% | 222.4
Thermo Scientific | HPLC (Ultimate) | No | 6041.5128 | nanoViper Capillary, ID x L 75 µm x 950 mm | 379 | 20% | 303.2
Thermo Scientific | HPLC (Ultimate) | No | 6041.5240 | nanoViper Capillary, ID x L 20 µm x 350 mm | 275 | 20% | 220
Thermo Scientific | HPLC (Ultimate) | No | 6041.5260 | nanoViper Capillary, ID x L 20 µm x 550 mm | 294 | 20% | 235.2
Thermo Scientific | HPLC (Ultimate) | No | 6041.5275 | nanoViper Capillary, ID x L 20 µm x 650 mm | 315 | 20% | 252
Thermo Scientific | HPLC (Ultimate) | No | 6041.5280 | nanoViper Capillary, ID x L 20 µm x 750 mm | 336 | 20% | 268.8
Thermo Scientific | HPLC (Ultimate) | No | 6041.5289 | nanoViper Capillary, single-sided, ID x OD x L 75 µm x 360 µm x 550 mm, UHPLC waste | 372 | 20% | 297.6
Thermo Scientific | HPLC (Ultimate) | No | 6041.5290 | nanoViper Capillary, single-sided, ID x OD x L 20 µm x 360 µm x 150 mm, for liquid junction column out | 303 | 20% | 242.4
Thermo Scientific | HPLC (Ultimate) | No | 6041.5292 | nanoViper Capillary, single-sided, ID x OD x L 20 µm x 280 µm x 1 m, for Nano LC column to MS | 341 | 20% | 272.8
Thermo Scientific | HPLC (Ultimate) | No | 6041.5293 | nanoViper Capillary, single-sided, ID x OD x L 20 µm x 360 µm x 1 m, for Nano LC column to MS | 341 | 20% | 272.8
Thermo Scientific | HPLC (Ultimate) | No | 6041.5294 | nanoViper Capillary, single-sided, ID x OD x L 50 µm x 280 µm x 1 m, for Capillary LC column to MS | 309 | 20% | 247.2
Thermo Scientific | HPLC (Ultimate) | No | 6041.5295 | nanoViper Capillary, single-sided, ID x OD x L 50 µm x 360 µm x 1 m, for Capillary LC column to MS | 311 | 20% | 248.8
Thermo Scientific | HPLC (Ultimate) | No | 6041.5540 | nanoViper Capillary, ID x L 50 µm x 350 mm | 275 | 20% | 220
Thermo Scientific | HPLC (Ultimate) | No | 6041.5560 | nanoViper Capillary, ID x L 50 µm x 550 mm | 294 | 20% | 235.2
Thermo Scientific | HPLC (Ultimate) | No | 6041.5575 | nanoViper Capillary, ID x L 50 µm x 650 mm | 315 | 20% | 252
Thermo Scientific | HPLC (Ultimate) | No | 6041.5580 | nanoViper Capillary, ID x L 50 µm x 750 mm | 336 | 20% | 268.8
Thermo Scientific | HPLC (Ultimate) | No | 6041.5615 | Viper Capillary, ID x L 0.065 x 150 mm, PEEK*) | 254 | 20% | 203.2
Thermo Scientific | HPLC (Ultimate) | No | 6041.5616 | Viper Capillary, ID x L 0.13 x 150 mm, PEEK*) | 238 | 20% | 190.4
Thermo Scientific | HPLC (Ultimate) | No | 6041.5625 | Viper Capillary, ID x L 0.065 x 250 mm, PEEK*) | 250 | 20% | 200
Thermo Scientific | HPLC (Ultimate) | No | 6041.5665 | Viper Capillary, ID x L 0.065 x 650 mm, PEEK*) | 262 | 20% | 209.6
Thermo Scientific | HPLC (Ultimate) | No | 6041.5675 | Viper Capillary, ID x L 0.065 x 750 mm, PEEK*) | 255 | 20% | 204
Thermo Scientific | HPLC (Ultimate) | No | 6041.5685 | Viper Capillary, ID x L 0.065 x 850 mm, PEEK*) | 248 | 20% | 198.4
Thermo Scientific | HPLC (Ultimate) | No | 6041.5711 | nanoViper Capillary, ID x L 75 µm x 1100 mm | 437 | 20% | 349.6
Thermo Scientific | HPLC (Ultimate) | No | 6041.5730 | nanoViper Capillary, ID x L 75 µm x 250 mm | 263 | 20% | 210.4
Thermo Scientific | HPLC (Ultimate) | No | 6041.5735 | nanoViper Capillary, ID x L 75 µm x 350 mm | 275 | 20% | 220
Thermo Scientific | HPLC (Ultimate) | No | 6041.5760 | nanoViper Capillary, ID x L 75 µm x 550 mm | 294 | 20% | 235.2
Thermo Scientific | HPLC (Ultimate) | No | 6041.5775 | nanoViper Capillary, ID x L 75 µm x 650 mm | 315 | 20% | 252
Thermo Scientific | HPLC (Ultimate) | No | 6041.5780 | nanoViper Capillary, ID x L 75 µm x 750 mm | 314 | 20% | 251.2
Thermo Scientific | HPLC (Ultimate) | No | 6041.5785 | nanoViper Capillary, ID x L 75 µm x 850 mm | 361 | 20% | 288.8
Thermo Scientific | HPLC (Ultimate) | No | 6041.5810 | nanoViper Capillary, ID x L 100 µm x 70 mm | 275 | 20% | 220
Thermo Scientific | HPLC (Ultimate) | No | 6041.5811 | nanoViper Capillary, ID x L 100 µm x 150 mm | 283 | 20% | 226.4
Thermo Scientific | HPLC (Ultimate) | No | 6041.5812 | nanoViper Capillary, ID x L 100 µm x 250 mm | 297 | 20% | 237.6
Thermo Scientific | HPLC (Ultimate) | No | 6041.5813 | nanoViper Capillary, ID x L 100 µm x 350 mm | 309 | 20% | 247.2
Thermo Scientific | HPLC (Ultimate) | No | 6041.5814 | nanoViper Capillary, ID x L 100 µm x 450 mm | 327 | 20% | 261.6
Thermo Scientific | HPLC (Ultimate) | No | 6041.5815 | nanoViper Capillary, ID x L 100 µm x 550 mm | 347 | 20% | 277.6
Thermo Scientific | HPLC (Ultimate) | No | 6041.5816 | nanoViper Capillary, ID x L 100 µm x 750 mm | 379 | 20% | 303.2
Thermo Scientific | HPLC (Ultimate) | No | 6041.5817 | nanoViper Capillary, ID x L 150 µm x 70 mm | 275 | 20% | 220
Thermo Scientific | HPLC (Ultimate) | No | 6041.5818 | nanoViper Capillary, ID x L 150 µm x 150 mm | 345 | 20% | 276
Thermo Scientific | HPLC (Ultimate) | No | 6041.5819 | nanoViper Capillary, ID x L 150 µm x 250 mm | 297 | 20% | 237.6
Thermo Scientific | HPLC (Ultimate) | No | 6041.5820 | nanoViper Capillary, ID x L 150 µm x 350 mm | 309 | 20% | 247.2
Thermo Scientific | HPLC (Ultimate) | No | 6041.5821 | nanoViper Capillary, ID x L 150 µm x 450 mm | 327 | 20% | 261.6
Thermo Scientific | HPLC (Ultimate) | No | 6041.5822 | nanoViper Capillary, ID x L 150 µm x 550 mm | 347 | 20% | 277.6
Thermo Scientific | HPLC (Ultimate) | No | 6041.5823 | nanoViper Capillary, ID x L 150 µm x 750 mm | 379 | 20% | 303.2
Thermo Scientific | HPLC (Ultimate) | No | 6041.5824 | nanoViper Capillary, ID x L 100 µm x 650 mm | 370 | 20% | 296
Thermo Scientific | HPLC (Ultimate) | No | 6041.5828 | nanoViper Capillary, ID x L 150 µm x 1100 mm | 233 | 20% | 186.4
Thermo Scientific | HPLC (Ultimate) | No | 6041.9025 | Viper Capillary, ID x L 0.090 x 250 mm, PEEK*) | 308 | 20% | 246.4
Thermo Scientific | HPLC (Ultimate) | No | 6041.9075 | Viper Capillary, ID x L 0.090 x 75 mm, PEEK*) | 323 | 20% | 258.4
Thermo Scientific | HPLC (Ultimate) | No | 6042.0100 | Ext. Kit AMS, BioRS, 11port-10pos Solvent Selection valve | 5600 | 20% | 4480
Thermo Scientific | HPLC (Vanquish) | No | 6042.2306 | Viper Capillary, ID x L 0.10 x 65 mm, MP35N | 311 | 15% | 264.35
Thermo Scientific | HPLC (Vanquish) | No | 6042.2308 | Viper Capillary, ID x L 0.18 x 65 mm, MP35N | 330 | 15% | 280.5
Thermo Scientific | HPLC (Vanquish) | No | 6042.2315 | Viper Capillary, ID x L 0.18 x 150 mm, MP35N | 347 | 15% | 294.95
Thermo Scientific | HPLC (Vanquish) | No | 6042.2320 | Viper Capillary, ID x L 0.10 x 150 mm, MP35N | 361 | 15% | 306.85
Thermo Scientific | HPLC (Vanquish) | No | 6042.2322 | Viper Capillary, ID x L 0.18 x 300 mm, MP35N | 375 | 15% | 318.75
Thermo Scientific | HPLC (Vanquish) | No | 6042.2327 | Viper Capillary, ID x L 0.18 x 250 mm, MP35N | 366 | 15% | 311.1
Thermo Scientific | HPLC (Vanquish) | No | 6042.2330 | Viper Capillary, ID x L 0.10 x 250 mm, MP35N | 381 | 15% | 323.85
Thermo Scientific | HPLC (Vanquish) | No | 6042.2337 | Viper Capillary, ID x L 0.18 x 350 mm, MP35N | 383 | 15% | 325.55
Thermo Scientific | HPLC (Vanquish) | No | 6042.2340 | Viper Capillary, ID x L 0.10 x 350 mm, MP35N | 402 | 15% | 341.7
Thermo Scientific | HPLC (Vanquish) | No | 6042.2350 | Viper Capillary, ID x L 0.10 x 450 mm, MP35N | 423 | 15% | 359.55
Thermo Scientific | HPLC (Vanquish) | No | 6042.2355 | Viper Capillary, ID x L 0.18 x 550 mm, MP35N | 417 | 15% | 354.45
Thermo Scientific | HPLC (Vanquish) | No | 6042.2360 | Viper Capillary, ID x L 0.10 x 550 mm, MP35N | 444 | 15% | 377.4
Thermo Scientific | HPLC (Vanquish) | No | 6042.2365 | Viper Capillary, ID x L 0.18 x 450 mm, MP35N | 399 | 15% | 339.15
Thermo Scientific | HPLC (Vanquish) | No | 6042.2370 | Viper Capillary, ID x L 0.10 x 650 mm MP35N | 465 | 15% | 395.25
Thermo Scientific | HPLC (Vanquish) | No | 6042.2373 | Viper Capillary, ID x L 0.13 x 750 mm, MP35N | 424 | 15% | 360.4
Thermo Scientific | HPLC (Vanquish) | No | 6042.2375 | Viper Capillary, ID x L 0.18 x 750 mm, MP35N | 452 | 15% | 384.2
Thermo Scientific | HPLC (Vanquish) | No | 6042.2380 | Viper Capillary, ID x L 0.18 x 650 mm, MP35N | 434 | 15% | 368.9
Thermo Scientific | HPLC (Vanquish) | No | 6042.2385 | Viper Capillary, ID x L 0.18 x 950 mm, MP35N | 486 | 15% | 413.1
Thermo Scientific | HPLC (Vanquish) | No | 6042.2390 | Viper Capillary, ID x L 0.10 x 750 mm, MP35N | 485 | 15% | 412.25
Thermo Scientific | HPLC (Vanquish) | No | 6042.2395 | Viper Capillary, ID x L 0.10 x 950 mm, MP35N | 527 | 15% | 447.95
Thermo Scientific | HPLC (Ultimate) | No | 6042.3015 | Cap. Mixer,50µL,Viper,MP35N HPG-RS from S/N 8030113 | 390 | 20% | 312
Thermo Scientific | HPLC (Ultimate) | No | 6042.3020 | Cap. Mixer 25µL,Viper,MP35N RS Pump from S/N 8030113 | 357 | 20% | 285.6
Thermo Scientific | HPLC (Ultimate) | No | 6042.3024 | Connecting capillary, Inline filter LPG/DGP-BM | 192 | 20% | 153.6
Thermo Scientific | HPLC (Ultimate) | No | 6042.3025 | Cap.Mixer 50µL,Viper, MP35N, DGP-RS/SD from S/N 8030113 | 395 | 20% | 316
Thermo Scientific | HPLC (Ultimate) | No | 6042.3026 | Capillary mixer for LPG-3400RS, biocompatible | 374 | 20% | 299.2
Thermo Scientific | HPLC (Ultimate) | No | 6042.3335 | Replacement frits, 0.2µm, ti,0.5", d=0.062" | 94.1 | 20% | 75.28
Thermo Scientific | HPLC (Ultimate) | No | 6042.5000 | Mixer Kit to 35 µL mixing volume, RS pumps >SN8030113, 103 MPa | 677 | 20% | 541.6
Thermo Scientific | HPLC (Ultimate) | No | 6042.5014 | Inline filter 10µL ti | 348 | 20% | 278.4
Thermo Scientific | HPLC (Ultimate) | No | 6042.5100 | Mixer Kit to 100 µL mixing volume, RS pumps >SN8030113, 103 MPa | 885 | 20% | 708
Thermo Scientific | HPLC (Ultimate) | No | 6042.7007 | Valve nut kit for BM pumps(inlet and outlet checkvalve) | 562 | 20% | 449.6
Thermo Scientific | HPLC (Ultimate) | No | 6042.8000 | Sample Loop 200µL, PEEK, forman. injection valve biocomp. | 190 | 20% | 152
Thermo Scientific | HPLC (Vanquish) | No | 6044.0100 | Diagnostics Tool Kit,VH-P1 | 283 | 15% | 240.55
Thermo Scientific | HPLC (Vanquish) | No | 6044.2055 | Tubing kit, VH-P1 | 530 | 15% | 450.5
Thermo Scientific | HPLC (Vanquish) | No | 6044.3015 | Capillary Mixer 50 µL Viper, SST, VC- Px | 242 | 15% | 205.7
Thermo Scientific | HPLC (Vanquish) | No | 6044.3870 | Set Inline filter, 35 µL, for Vanquish Flex pumps | 625 | 15% | 531.25
Thermo Scientific | HPLC (Vanquish) | No | 6044.5026 | Capillary mixer 50 µL Viper MP35N, VF | 342 | 15% | 290.7
Thermo Scientific | HPLC (Vanquish) | No | 6044.5100 | Mixing System (Kit) 100 µL, VQ | 780 | 15% | 663
Thermo Scientific | HPLC (Vanquish) | No | 6044.5110 | Static Mixer 150 µL, 200 µL Mixing System, 150 MPa, VQ | 563 | 15% | 478.55
Thermo Scientific | HPLC (Vanquish) | No | 6044.5310 | Static Mixer 350 µL, 400 µL Mixing System, 150 MPa, VQ | 751 | 15% | 638.35
Thermo Scientific | HPLC (Vanquish) | No | 6045.3020 | Set Inline filter, 35 µL, for Vanquish Core pumps | 416 | 15% | 353.6
Thermo Scientific | HPLC (Vanquish) | No | 6060.0005 | FW Update Cable w/ Jumper Pins VRID | 509 | 15% | 432.65
Thermo Scientific | HPLC (Vanquish) | No | 6060.0006 | Analog IO Cable VRID | 212 | 15% | 180.2
Thermo Scientific | HPLC (Vanquish) | No | 6060.1018 | Flow Cell Assembly VRID | 4580 | 15% | 3893
Thermo Scientific | HPLC (Ultimate) | No | 6060.1019 | Flow Cell Assy,RefractoMax and RI-101 | 4690 | 20% | 3752
Thermo Scientific | HPLC (Ultimate) | No | 6060.1239 | Outlet capillary, RefractoMax | 172 | 20% | 137.6
Thermo Scientific | HPLC (Vanquish) | No | 6060.1250 | Lamp Assembly (with holder) | 315 | 15% | 267.75
Thermo Scientific | HPLC (Ultimate) | No | 6070.2100 | Omni Coulometric Cell6020 RS | 3070 | 20% | 2456
Thermo Scientific | HPLC (Ultimate) | No | 6070.2400 | 2-Channel Coulometric Cell 6011RS | 3460 | 20% | 2768
Thermo Scientific | HPLC (Ultimate) | No | 6070.2528 | Gasket, boPET (25nL) for 6041RS | 76.7 | 20% | 61.36
Thermo Scientific | HPLC (Ultimate) | No | 6070.3000 | Thin-Layer Amperometric Cell 6041RS | 5160 | 20% | 4128
Thermo Scientific | HPLC (Ultimate) | No | 6070.3005 | Thin-film electrode Adapter | 816 | 20% | 652.8
Thermo Scientific | HPLC (Ultimate) | No | 6070.3110 | Polishing Kit,6041RS Working Electrodes | 952 | 20% | 761.6
Thermo Scientific | HPLC (Ultimate) | No | 6070.3500 | Thin-film electrode, Platinum | 632 | 20% | 505.6
Thermo Scientific | HPLC (Ultimate) | No | 6070.3510 | Thin-film electrode Kit, | 856 | 20% | 684.8
Thermo Scientific | HPLC (Ultimate) | No | 6073.2000 | RS232 <> USB Interface cable | 206 | 20% | 164.8
Thermo Scientific | HPLC (Ultimate) | No | 6074.0001 | Cable VWD digital In/OutMINI-DIN 6 pol., 5 m | 199 | 20% | 159.2
Thermo Scientific | HPLC (Ultimate) | No | 6074.0002 | Cable analog out, 1.2m, VF/C-D1x/D4/D5x | 101 | 20% | 80.8
Thermo Scientific | HPLC (Ultimate) | No | 6074.0200 | Analytical flow cell for VWD-3x00(RS), PEEK, 11 µL, 10 mm | 2540 | 20% | 2032
Thermo Scientific | HPLC (Ultimate) | No | 6074.0250 | Analytical flow cell for VWD-3x00(RS), SST, 11 µL, 10 mm | 1890 | 20% | 1512
Thermo Scientific | HPLC (Ultimate) | No | 6074.0270 | UZ-View™ flow cell for VWD-3x00(RS) and VF/VC-D40-A(-01), 3 nL, 10 mm, for Nano LC | 4290 | 20% | 3432
Thermo Scientific | HPLC (Ultimate) | No | 6074.0280 | UZ-View™ flow cell for VWD-3x00(RS) and VF/VC-D40-A(-01), 45 nL, 10 mm, for Capillary LC | 4290 | 20% | 3432
Thermo Scientific | HPLC (Ultimate) | No | 6074.0300 | Semi-micro flow cell for VWD-3x00(RS), PEEK, 2.5 µL, 7 mm | 4090 | 20% | 3272
Thermo Scientific | HPLC (Ultimate) | No | 6074.0320 | Semi-preparative flow cell for VWD-3x00(RS), PEEK, 0.7 µL, 0.4 mm | 4290 | 20% | 3432
Thermo Scientific | HPLC (Ultimate) | No | 6074.0360 | Semi-micro flow cell for VWD-3x00(RS), SST, 2.5 µL, 7 mm | 2600 | 20% | 2080
Thermo Scientific | HPLC (Ultimate) | No | 6074.1110 | Deuterium Lamp, 190-380 nm | 992 | 20% | 793.6
Thermo Scientific | HPLC (Ultimate) | No | 6074.2405 | Capillary TCC/VWD, DAD PEEK, analyt., IDxL 0.25mmx250mm | 49.7 | 20% | 39.76
Thermo Scientific | HPLC (Ultimate) | No | 6074.2415 | Capillary TCC/VWD, DAD PEEK, micro, IDxL 0.13mmx250mm | 40.8 | 20% | 32.64
Thermo Scientific | HPLC (Ultimate) | No | 6074.2425 | Capillary TCC/VWD, DAD PEEK, semiprep, IDxL 0.5mmx250mm | 40.8 | 20% | 32.64
Thermo Scientific | HPLC (Ultimate) | No | 6074.3015 | Service kit std cell, VF/C-D4,U3VWD | 162 | 20% | 129.6
Thermo Scientific | HPLC (Ultimate) | No | 6074.3017 | Service kit s-mic cell, VF/C-D4, U3VWD | 226 | 20% | 180.8
Thermo Scientific | HPLC (Ultimate) | No | 6076.0200 | Flow Cell 11µL PEEK VWD | 3730 | 20% | 2984
Thermo Scientific | HPLC (Ultimate) | No | 6077.0200 | Flow cell standard bio (PEEK), 11 μL, 10 mm light path | 2310 | 20% | 1848
Thermo Scientific | HPLC (Ultimate) | No | 6077.0250 | Flow cell standard, 11 μL, 10 mm light path | 1760 | 20% | 1408
Thermo Scientific | HPLC (Ultimate) | No | 6077.0300 | Flow cell semi-micro bio (PEEK), 2.5 μL, 7 mm light path | 3800 | 20% | 3040
Thermo Scientific | HPLC (Ultimate) | No | 6077.0360 | Flow cell semi-micro, 2.5 μL, 7 mm light path | 2390 | 20% | 1912
Thermo Scientific | HPLC (Vanquish) | No | 6077.1110 | D2 lamp, Standard, VF/C-D4 | 1220 | 15% | 1037
Thermo Scientific | HPLC (Vanquish) | No | 6077.1111 | D2 lamp, High Sensitivity, VF/C-D4 | 1330 | 15% | 1130.5
Thermo Scientific | HPLC (Ultimate) | No | 6078.4230 | Analytical flow cell for FLD-3x00(RS), SST, 8 µL | 3160 | 20% | 2528
Thermo Scientific | HPLC (Ultimate) | No | 6078.4330 | Micro flow cell for FLD-3x00(RS), SST, 2 µL | 4190 | 20% | 3352
Thermo Scientific | HPLC (Ultimate) | No | 6078.5360 | Dual-PMT Option for an extended emission wavelength range up to 900 nm | 2830 | 20% | 2264
Thermo Scientific | HPLC (Ultimate) | No | 6079.2425 | Waste line, VF/C-D1x/D4/D5x | 201 | 20% | 160.8
Thermo Scientific | HPLC (Ultimate) | No | 6079.4230 | Standard Flow Cell, 8 μL, biocompatible | 3220 | 20% | 2576
Thermo Scientific | HPLC (Ultimate) | No | 6079.4330 | Micro Flow Cell, 2 μL, biocompatible | 4380 | 20% | 3504
Thermo Scientific | HPLC (Ultimate) | No | 6079.4430 | Diagnostic Cell, VF/C-D5x | 1360 | 20% | 1088
Thermo Scientific | HPLC (Ultimate) | No | 6079.9240 | Overpressure Relief Valve 40 bar | 1550 | 20% | 1240
Thermo Scientific | Corona Detector | No | 6081.0010 | Analog Signal Output Kit for Corona Veo detectors | 870 | 3% | 843.9
Thermo Scientific | Corona Detector | No | 6081.2250 | Corona Qualification Kit | 1310 | 3% | 1270.7
Thermo Scientific | Corona Detector | No | 6081.2300 | Corona Veo (RS) 3rd-Party Kit | 955 | 3% | 926.35
Thermo Scientific | HPLC (Vanquish) | No | 6081.9901 | Preventive Maintenance Kit Corona Veo, VH/VF-D2 | 1380 | 15% | 1173
Thermo Scientific | HPLC (Vanquish) | No | 6082.0100 | Analytical flow cell for DAD-3000(RS) and MWD-3000(RS), SST, 13 µL, 10 mm | 2080 | 15% | 1768
Thermo Scientific | HPLC (Vanquish) | No | 6082.0200 | Semi-analytical flow cell for DAD-3000(RS) and MWD-3000(RS), SST, 5 µL, 7 mm | 2800 | 15% | 2380
Thermo Scientific | HPLC (Vanquish) | No | 6082.0300 | Semi-micro flow cell for DAD-3000(RS) and MWD-3000(RS), SST, 2.5 µL, 7 mm | 3370 | 15% | 2864.5
Thermo Scientific | HPLC (Vanquish) | No | 6082.0400 | Analytical flow cell for DAD-3000(RS) and MWD-3000(RS), PEEK, 13 µL, 10 mm | 2350 | 15% | 1997.5
Thermo Scientific | HPLC (Vanquish) | No | 6082.0500 | Semi-micro flow cell for DAD-3000(RS) and MWD-3000(RS), PEEK, 2.5 µL, 7 mm | 3660 | 15% | 3111
Thermo Scientific | HPLC (Vanquish) | No | 6082.0600 | Semi-preparative flow cell for DAD-3000(RS) and MWD-3000(RS), PEEK, 0.7 µL, 0.4 mm | 4720 | 15% | 4012
Thermo Scientific | HPLC (Ultimate) | No | 6082.3015 | Service kit cell, VF/C-D1x, U3DAD/MWD | 174 | 20% | 139.2
Thermo Scientific | HPLC (Ultimate) | No | 6083.0300 | LightPipe diagnostic cell | 2150 | 20% | 1720
Thermo Scientific | HPLC (Ultimate) | No | 6083.0409 | Viper Cap., IDxL 0.175x300mm, PEEK | 270 | 20% | 216
Thermo Scientific | HPLC (Vanquish) | No | 6083.0510 | Flow cell, standard, 10 mm (13 μL, SST) | 2020 | 15% | 1717
Thermo Scientific | HPLC (Vanquish) | No | 6083.0520 | Flow cell, semi-analytical, 7 mm (5 μL, SST) | 2810 | 15% | 2388.5
Thermo Scientific | HPLC (Vanquish) | No | 6083.0530 | Flow cell, semi-micro, 7 mm (2.5 μL, SST) | 3540 | 15% | 3009
Thermo Scientific | HPLC (Vanquish) | No | 6083.0540 | Flow cell, standard, biocompatible, 10 mm (13 μL, PEEK) | 2040 | 15% | 1734
Thermo Scientific | HPLC (Vanquish) | No | 6083.0550 | Flow cell, semi-micro, biocompatible, 7 mm (2.5 μL, titanium) | 3930 | 15% | 3340.5
Thermo Scientific | HPLC (Vanquish) | No | 6083.0570 | Diagnostic cell, VF/C-D1x | 1640 | 15% | 1394
Thermo Scientific | HPLC (Ultimate) | No | 6083.0900 | DAC board | 1270 | 20% | 1016
Thermo Scientific | HPLC (Ultimate) | No | 6083.1110 | D2 lamp, VH-D1 | 2000 | 20% | 1600
Thermo Scientific | HPLC (Ultimate) | No | 6083.2300 | Viper Capillary, ID x L 0.13 x 300 mm, SST | 208 | 20% | 166.4
Thermo Scientific | HPLC (Ultimate) | No | 6083.2405 | Viper Capillary, ID x L 0.10 x 300 mm, MP35N, insulated | 363 | 20% | 290.4
Thermo Scientific | HPLC (Ultimate) | No | 6083.2406 | Viper Cap., IDxL 0.1x250mm, MP35N, insulated | 378 | 20% | 302.4
Thermo Scientific | HPLC (Ultimate) | No | 6083.2410 | Viper Cap., IDxL 0.13x350mm, MP35N, insulated | 727 | 20% | 581.6
Thermo Scientific | HPLC (Ultimate) | No | 6083.2411 | Viper Cap., IDxL 0.13x500mm, MP35N, insulated | 594 | 20% | 475.2
Thermo Scientific | HPLC (Ultimate) | No | 6083.2415 | nanoViper, ID x L 0.075 x 300 mm, insulated | 106 | 20% | 84.8
Thermo Scientific | HPLC (Ultimate) | No | 6083.3019 | Leak tray w/ electronics,VH-D1 | 407 | 20% | 325.6
Thermo Scientific | HPLC (Ultimate) | No | 6083.4200 | LightPipe manual inject and flush kit | 342 | 20% | 273.6
Thermo Scientific | HPLC (Ultimate) | No | 6083.7950 | Viper Capillary, ID x L 0.10 x 300 mm, MP35N | 269 | 20% | 215.2
Thermo Scientific | HPLC (Ultimate) | No | 6083.9260 | Overpressure Relief Valve 60 bar | 1550 | 20% | 1240
Thermo Scientific | HPLC (Ultimate) | No | 6084.0010 | Analog Signal Output Kit, VH/VF-D2 | 917 | 20% | 733.6
Thermo Scientific | HPLC (Ultimate) | No | 6130.3602 | Li Battery 3V, 25.5mm x14.8mm | 76.3 | 20% | 61.04
Thermo Scientific | HPLC (Ultimate) | No | 6140.0001 | Cutting Tool for Capillaries,1/16" | 159 | 20% | 127.2
Thermo Scientific | HPLC (Ultimate) | No | 6146.1225 | Spanner 5,5mm | 65 | 20% | 52
Thermo Scientific | HPLC (Ultimate) | No | 6146.1231 | Spanner 3/16'' | 60.7 | 20% | 48.56
Thermo Scientific | HPLC (Ultimate) | No | 6146.2625 | Allen wrench 2.5mm | 4.19 | 20% | 3.35
Thermo Scientific | HPLC (Ultimate) | No | 6152.0024 | Power supply, VH-C | 242 | 20% | 193.6
Thermo Scientific | HPLC (Ultimate) | No | 6160.1004 | Module Spacer Kit U3000 | 77.3 | 20% | 61.84
Thermo Scientific | HPLC (Ultimate) | No | 6200.5502 | Plugs for pressure-sensitive flow cells, 4 pcs. | 50.7 | 20% | 40.56
Thermo Scientific | HPLC (Ultimate) | No | 6230.0107 | Antifreezing Agent with Glycol WPS-3000, ACC-3000 | 93.4 | 20% | 74.72
Thermo Scientific | HPLC (Vanquish) | No | 6230.1520 | Valve 2-p 6-p 70MPa | 2720 | 15% | 2312
Thermo Scientific | HPLC (Vanquish) | No | 6230.1530 | Valve 6-p 7-p 70MPa | 2720 | 15% | 2312
Thermo Scientific | HPLC (Vanquish) | No | 6230.1600 | Manual Injection Valve Kit Vanquish | 2420 | 15% | 2057
Thermo Scientific | HPLC (Vanquish) | No | 6230.2520 | Valve 2-p 6-p 70 MPa NP VC-C | 2600 | 15% | 2210
Thermo Scientific | HPLC (Vanquish) | No | 6230.2530 | Valve 6-p 7-p 70 MPa NP VC-C | 2600 | 15% | 2210
Thermo Scientific | HPLC (Vanquish) | No | 6250.1520 | Valve 2p-6p, Low-Dispersion, 150 MPa, bio, VN-C | 3880 | 15% | 3298
Thermo Scientific | HPLC (Vanquish) | No | 6250.5118 | nanoViper Capillary, ID x L 10 µm x 180 mm | 330 | 15% | 280.5
Thermo Scientific | HPLC (Vanquish) | No | 6250.5120 | nanoViper Capillary, ID x L 20 µm x 70 mm | 282 | 15% | 239.7
Thermo Scientific | HPLC (Vanquish) | No | 6250.5121 | nanoViper Capillary, ID x L 20 µm x 150 mm | 300 | 15% | 255
Thermo Scientific | HPLC (Vanquish) | No | 6250.5122 | nanoViper Capillary, ID x L 20 µm x 950 mm | 408 | 15% | 346.8
Thermo Scientific | HPLC (Vanquish) | No | 6250.5123 | nanoViper Capillary, ID x L 50 µm x 70 mm | 282 | 15% | 239.7
Thermo Scientific | HPLC (Vanquish) | No | 6250.5124 | nanoViper Capillary, ID x L 50 µm x 150 mm | 300 | 15% | 255
Thermo Scientific | HPLC (Vanquish) | No | 6250.5125 | nanoViper Capillary, ID x L 50 µm x 950 mm | 408 | 15% | 346.8
Thermo Scientific | HPLC (Vanquish) | No | 6250.5135 | nanoViper Capillary, ID x L 10 µm x 350 mm | 361 | 15% | 306.85
Thermo Scientific | HPLC (Vanquish) | No | 6250.5240 | nanoViper Capillary, ID x L 20 µm x 350 mm | 300 | 15% | 255
Thermo Scientific | HPLC (Vanquish) | No | 6250.5260 | nanoViper Capillary, ID x L 20 µm x 550 mm | 319 | 15% | 271.15
Thermo Scientific | HPLC (Vanquish) | No | 6250.5275 | nanoViper Capillary, ID x L 20 µm x 650 mm | 341 | 15% | 289.85
Thermo Scientific | HPLC (Vanquish) | No | 6250.5280 | nanoViper Capillary, ID x L 20 µm x 750 mm | 358 | 15% | 304.3
Thermo Scientific | HPLC (Vanquish) | No | 6250.5540 | nanoViper Capillary, ID x L 50 µm x 350 mm | 319 | 15% | 271.15
Thermo Scientific | HPLC (Vanquish) | No | 6250.5560 | nanoViper Capillary, ID x L 50 µm x 550 mm | 319 | 15% | 271.15
Thermo Scientific | HPLC (Vanquish) | No | 6250.5575 | nanoViper Capillary, ID x L 50 µm x 650 mm | 341 | 15% | 289.85
Thermo Scientific | HPLC (Vanquish) | No | 6250.5580 | nanoViper Capillary, ID x L 50 µm x 750 mm | 358 | 15% | 304.3
Thermo Scientific | HPLC (Ultimate) | No | 6251.6001 | Capillary IDxOD 0.25mmx1/16in, PEEK | 40.8 | 20% | 32.64
Thermo Scientific | HPLC (Ultimate) | No | 6252.1940 | Sample Loop, 25 μL | 854 | 20% | 683.2
Thermo Scientific | HPLC (Ultimate) | No | 6252.1950 | Sample Loop, 100 μL | 901 | 20% | 720.8
Thermo Scientific | HPLC (Ultimate) | No | 6252.1960 | Sample Loop, 10 μL | 806 | 20% | 644.8
Thermo Scientific | HPLC (Ultimate) | No | 6261.5065 | Viper adapter, 2 pcs. | 63.1 | 20% | 50.48
Thermo Scientific | HPLC (Ultimate) | No | 6263.0035 | Tee-Piece (SST), H x L 15mm/0.6" x 22.25mm/0.89" | 172 | 20% | 137.6
Thermo Scientific | HPLC (Ultimate) | No | 6268.0032 | Filter frit, 10µm, Titanium,10 pcs., biocomp. | 405 | 20% | 324
Thermo Scientific | HPLC (Ultimate) | No | 6268.0034 | Replacement frits 10µm, Ti,0.250"x0.188", d=0.062", 2pcs. | 124 | 20% | 99.2
Thermo Scientific | HPLC (Ultimate) | No | 6268.0036 | Replacement frits 2µm, Ti,0.250"x0.125", d=0.062", 2pcs. | 111 | 20% | 88.8
Thermo Scientific | HPLC (Ultimate) | No | 6268.0110 | Eluent filter frit insert,SST, 10 pcs., U3000 pump | 91.9 | 20% | 73.52
Thermo Scientific | HPLC (Ultimate) | No | 6268.0111 | Solvent Frit Cart. Titanium,10 pcs, U3000 Pump MB | 247 | 20% | 197.6
Thermo Scientific | HPLC (Ultimate) | No | 6268.0115 | Solvent Frit Holder w/o Insert, 6 pcs. | 130 | 20% | 104
Thermo Scientific | HPLC (Ultimate) | No | 6268.0116 | Solvent Frit Holder BX 2 pcs.w/o Insert | 369 | 20% | 295.2
Thermo Scientific | HPLC (Ultimate) | No | 6268.0117 | Replacement filter 10µ, OD=19,PEEK, 10 pcs. | 637 | 20% | 509.6
Thermo Scientific | HPLC (Ultimate) | No | 6268.3301 | Inline solvent filter, SST | 130 | 20% | 104
Thermo Scientific | HPLC (Ultimate) | No | 6268.5120 | Mixer kit, 200 µL, 150 MPa, VH-P1 | 901 | 20% | 720.8
Thermo Scientific | HPLC (Ultimate) | No | 6268.5310 | Mixer kit, 400µL, VH-P1 | 1170 | 20% | 936
Thermo Scientific | HPLC (Ultimate) | No | 6270.0013 | Cap with inlay for eluentbottle, 4 pcs. | 114 | 20% | 91.2
Thermo Scientific | HPLC (Ultimate) | No | 6287.0540 | USB 2.0 Hi-Speed Isolator,black | 272 | 20% | 217.6
Thermo Scientific | HPLC (Ultimate) | No | 6295.0200 | Corona 1010 Nitrogen generator, Installation Kit Included | 12200 | 20% | 9760
Thermo Scientific | HPLC (Ultimate) | No | 6295.0300 | Corona Air Compressor, 230 V (optional for Corona 1010 Nitrogen generator) | 11600 | 20% | 9280
Thermo Scientific | HPLC (Ultimate) | No | 6295.0350 | Corona Air Compressor, 110 V (optional for Corona 1010 Nitrogen generator) | 12600 | 20% | 10080
Thermo Scientific | HPLC (Ultimate) | No | 6510.0004 | External power supply for use with other pumps than UltiMate 3000 pumps | 239 | 20% | 191.2
Thermo Scientific | HPLC (Vanquish) | No | 6706.0400 | Normal-phase kit, VF-F20 | 80.4 | 15% | 68.34
Thermo Scientific | HPLC (Vanquish) | No | 6706.1010 | Needle capillary for flow rates up to 5 mL/min, ID 0.18 mm, Viper, PEEK-shielded MP35N for Integral Fraction Collector FT | 518 | 15% | 440.3
Thermo Scientific | HPLC (Vanquish) | No | 6706.1020 | Needle capillary for flow rates from 5 - 10 mL/min, ID 0.25 mm, Viper, PEEK-shielded MP35N for Integral Fraction Collector FT | 463 | 15% | 393.55
Thermo Scientific | HPLC (Vanquish) | No | 6706.1080 | Flush buffer loop 100 µL, MP35N for flow rate from 5 - 10 mL/min for Integral Fraction Collector FT | 83.8 | 15% | 71.23
Thermo Scientific | HPLC (Vanquish) | No | 6706.1100 | Delay capillary for peak based fraction collection up to 0.5 mL/min with Integral Fraction Collector FT, Viper, MP35N | 415 | 15% | 352.75
Thermo Scientific | HPLC (Vanquish) | No | 6706.1110 | Delay capillary for peak based fraction collection from 0.5 - 1 mL/min with Integral Fraction Collector FT, Viper, MP35N | 332 | 15% | 282.2
Thermo Scientific | HPLC (Vanquish) | No | 6706.1120 | Delay capillary for peak based fraction collection from 1 - 2 mL/min with Integral Fraction Collector FT, Viper, PEEK | 111 | 15% | 94.35
Thermo Scientific | HPLC (Vanquish) | No | 6706.1130 | Delay capillary for peak based fraction collection from 2 - 10 mL/min with Integral Fraction Collector FT, PEEK | 92.1 | 15% | 78.28
Thermo Scientific | HPLC (Ultimate) | No | 6710.1505 | Column ID cards, pack of 5 cards | 253 | 20% | 202.4
Thermo Scientific | HPLC (Ultimate) | No | 6720.0015 | 1/16" Universal FingertightFitting, one-pc design, 4 pcs | 113 | 20% | 90.4
Thermo Scientific | HPLC (Ultimate) | No | 6720.0017 | Ferrule 1/16", Valco, SST316,10 pcs | 226 | 20% | 180.8
Thermo Scientific | HPLC (Ultimate) | No | 6720.0018 | Nut 1/16", standard, SS,10 pcs | 136 | 20% | 108.8
Thermo Scientific | HPLC (Ultimate) | No | 6720.0064 | Sleeves f. fused silica tubing(280µm O.D.), PEEK, 5 pcs. | 54.4 | 20% | 43.52
Thermo Scientific | HPLC (Ultimate) | No | 6720.0074 | Microtight Union incl. 2fittings and 1 gauge plug | 198 | 20% | 158.4
Thermo Scientific | HPLC (Ultimate) | No | 6720.0075 | PEEK sleeves, for Microtight Union (280µm O.D.) set of 10 | 79.5 | 20% | 63.6
Thermo Scientific | HPLC (Ultimate) | No | 6720.0076 | PEEK sleeves, for Microtight Union (380µm O.D.) set of 10 | 118 | 20% | 94.4
Thermo Scientific | HPLC (Ultimate) | No | 6720.0077 | PTFE tubing, 500µm ID 100 cm used as waste tubing | 54.1 | 20% | 43.28
Thermo Scientific | HPLC (Ultimate) | No | 6720.0078 | PEEK sleeves, for fused-sillica tubing 360µm, set of 5 | 43.9 | 20% | 35.12
Thermo Scientific | HPLC (Ultimate) | No | 6720.0079 | PEEK sleeves 1/32", IDxL300µmx30mm, 6pcs. | 27.8 | 20% | 22.24
Thermo Scientific | HPLC (Ultimate) | No | 6720.0098 | Performance Qualification (PQ) Kit f. UltiMate 3000 nano/cap | 2740 | 20% | 2192
Thermo Scientific | HPLC (Ultimate) | No | 6720.0109 | Rotor seal 6port valve1/32" 0.1mm, 50C/5000psi liq E | 319 | 20% | 255.2
Thermo Scientific | HPLC (Ultimate) | No | 6720.0150 | Union Body, 0,5mm ID,1/16" OD, SST | 56.4 | 20% | 45.12
Thermo Scientific | HPLC (Ultimate) | No | 6720.0390 | Nano Connector incl. sleeves, dead-volume free, up to 300bar | 111 | 20% | 88.8
Thermo Scientific | HPLC (Ultimate) | No | 6720.0391 | Sleeve for Nano Connector,5 pcs. | 22 | 20% | 17.6
Thermo Scientific | HPLC (Ultimate) | No | 6720.0405 | MS Connection Kit Vanquish | 2760 | 20% | 2208
Thermo Scientific | HPLC (Ultimate) | No | 6720.0601 | Column bracket kit TCC-3000 for one column | 46 | 20% | 36.8
Thermo Scientific | HPLC (Ultimate) | No | 6722.0290 | Column clip for columns with an outer diameter < 8 mm, pack of 6 clips | 70.7 | 20% | 56.56
Thermo Scientific | HPLC (Ultimate) | No | 6722.0510 | Viper low-volume pre-column heater, 1 μL, 0.1 mm ID, SST | 813 | 20% | 650.4
Thermo Scientific | HPLC (Ultimate) | No | 6722.0530 | Viper low-dispersion pre-column heater, 2 µL, 0.13 mm ID, SST | 620 | 20% | 496
Thermo Scientific | HPLC (Ultimate) | No | 6722.0540 | Viper low-dispersion pre-column heater, 7 µL, 0.25 mm ID, SST | 650 | 20% | 520
Thermo Scientific | HPLC (Ultimate) | No | 6722.0550 | Viper low-dispersion pre-column heater, 11 µL, 0.25 mm ID, SST | 620 | 20% | 496
Thermo Scientific | HPLC (Ultimate) | No | 6722.9031 | Stator 6pos-7port HP valve SST, <413bar/6000psi | 1410 | 20% | 1128
Thermo Scientific | HPLC (Ultimate) | No | 6723.0010 | RheFlex PEEK Fitting Kit short 10 pcs. | 152 | 20% | 121.6
Thermo Scientific | HPLC (Ultimate) | No | 6723.0011 | RheFlex PEEK ferrules10 pcs. | 112 | 20% | 89.6
Thermo Scientific | HPLC (Ultimate) | No | 6723.0232 | Biocompatible low-dispersion pre-column heater, 2 µL, 0.12 mm ID | 971 | 20% | 776.8
Thermo Scientific | HPLC (Ultimate) | No | 6723.0235 | pass. Pre-heater 1µL, 0.1mm ID, bio, MP35N, TCC-3x00 | 955 | 20% | 764
Thermo Scientific | HPLC (Ultimate) | No | 6723.0242 | Biocompatible low-dispersion pre-column heater, 7 µL, 0.25 mm ID | 1070 | 20% | 856
Thermo Scientific | HPLC (Ultimate) | No | 6723.0245 | pass. Pre-heater 7µL, 0.18mm ID, bio, MP35N, TCC-3x00 | 955 | 20% | 764
Thermo Scientific | HPLC (Ultimate) | No | 6723.0252 | Biocompatible low-dispersion pre-column heater, 11 µL, 0.25 mm ID | 1070 | 20% | 856
Thermo Scientific | HPLC (Ultimate) | No | 6730.0001 | Valve actuator, type HT, right side, for pressures up to 125 MPa (1250 bar/18,130 psi) | 1910 | 20% | 1528
Thermo Scientific | HPLC (Ultimate) | No | 6730.0002 | Valve actuator, type HT, left side, for pressures up to 125 MPa (1250 bar/18,130 psi) | 2210 | 20% | 1768
Thermo Scientific | HPLC (Ultimate) | No | 6730.0003 | Valve actuator, type HP, right side, for pressures up to 41 MPa (413 bar/6,000 psi) | 1710 | 20% | 1368
Thermo Scientific | HPLC (Ultimate) | No | 6730.0004 | Valve actuator, type HP, left side, for pressures up to 41 MPa (413 bar/6,000 psi) | 2160 | 20% | 1728
Thermo Scientific | HPLC (Ultimate) | No | 6730.0006 | Pod 2-pos 6-port, type HT, SST, for pressures up to 103 MPa (1034 bar/15,000 psi) | 4330 | 20% | 3464
Thermo Scientific | HPLC (Ultimate) | No | 6730.0008 | Viper low-dispersion post-column cooler insert, 2 µL active cooling volume, SST | 583 | 20% | 466.4
Thermo Scientific | HPLC (Ultimate) | No | 6730.0016 | Pod 6-pos 7-port, type HT, for pressures up to 103 MPa (1034 bar/15,000 psi) | 4580 | 20% | 3664
Thermo Scientific | HPLC (Ultimate) | No | 6730.0018 | Stator 6pos-7port HT-valve SST, <1034bar/15000psi | 1840 | 20% | 1472
Thermo Scientific | HPLC (Ultimate) | No | 6730.0026 | Pod 2-pos 10-port, type HT, SST, for pressures up to 103 MPa (1034 bar/15,000 psi) | 6250 | 20% | 5000
Thermo Scientific | HPLC (Ultimate) | No | 6730.0030 | Pod 6-pos 7-port, type HT, Ti, for pressures up to 103 MPa (1034 bar/15,000 psi) | 4480 | 20% | 3584
Thermo Scientific | HPLC (Ultimate) | No | 6730.0031 | Pod 2-pos 6-port, type HT, Ti, for pressures up to 103 MPa (1034 bar/15,000 psi) | 4300 | 20% | 3440
Thermo Scientific | HPLC (Ultimate) | No | 6730.0032 | Pod 2-pos 10-port, type HT, Ti, for pressures up to 103 MPa (1034 bar/15,000 psi) | 5170 | 20% | 4136
Thermo Scientific | HPLC (Ultimate) | No | 6730.0050 | Pod 6-pos 7-port, type HT, SST, for pressures up to 125 MPa (1250 bar/18,130 psi) | 4440 | 20% | 3552
Thermo Scientific | HPLC (Ultimate) | No | 6730.0256 | PCC to VQ DAD HL,2 µL, MP35N,TCC-3000RS | 606 | 20% | 484.8
Thermo Scientific | HPLC (Ultimate) | No | 6732.0007 | Conversion Kit, VH/C-C1 (VH-C10-A-02, VC/VC-C10-A-03) | 380 | 20% | 304
Thermo Scientific | HPLC (Ultimate) | No | 6732.0110 | Active Pre-heater, 0.10 x 380 mm, MP35N | 1120 | 20% | 896
Thermo Scientific | HPLC (Ultimate) | No | 6732.0150 | Active Pre-heater, 0.10 x 610 mm, MP35N | 1500 | 20% | 1200
Thermo Scientific | HPLC (Ultimate) | No | 6732.0170 | Passive Pre-heater, 0.18 x 530 mm, SST | 578 | 20% | 462.4
Thermo Scientific | HPLC (Ultimate) | No | 6732.0174 | Passive Pre-heater, 0.10 x 530 mm, MP35N | 703 | 20% | 562.4
Thermo Scientific | HPLC (Ultimate) | No | 6732.0184 | Passive Pre-heater, 0.10 x 680 mm, MP35N | 1160 | 20% | 928
Thermo Scientific | HPLC (Ultimate) | No | 6732.0510 | Post-column cooler 1 µL, 0.10 x 240 mm, VH-C10 | 658 | 20% | 526.4
Thermo Scientific | HPLC (Ultimate) | No | 6732.0520 | Post-column cooler 1 µL, 0.10 x 590 mm, VH-C10 | 1230 | 20% | 984
Thermo Scientific | HPLC (Ultimate) | No | 6732.0610 | Column-ID Tag, 2 pcs, VH/C-C1 | 235 | 20% | 188
Thermo Scientific | HPLC (Ultimate) | No | 6732.1904 | Column holder kit, VH/C-C1 | 56.9 | 20% | 45.52
Thermo Scientific | HPLC (Ultimate) | No | 6804.0015 | Rotor Seal Kit for Solvent Select. valve, 10pos-11port | 1560 | 20% | 1248
Thermo Scientific | HPLC (Ultimate) | No | 6804.0020 | Solvent Selection valve, 10pos-11port | 2590 | 20% | 2072
Thermo Scientific | HPLC (Ultimate) | No | 6810.7424 | Wash Vial Kit (10 vials, cap and septum) | 50.2 | 20% | 40.16
Thermo Scientific | HPLC (Ultimate) | No | 6820.0023 | Vials 10 mL, Seals and Caps, 5 pcs. | 44.3 | 20% | 35.44
Thermo Scientific | HPLC (Ultimate) | No | 6820.0027 | Polypropylene vials 250 µLwith glass insert, 100 pcs. | 597 | 20% | 477.6
Thermo Scientific | HPLC (Ultimate) | No | 6820.0028 | Polypropylene caps, 1000 pcs. for 250 µL vials | 335 | 20% | 268
Thermo Scientific | HPLC (Ultimate) | No | 6820.0029 | Polypropylene vials 250 µL1000 pcs. | 475 | 20% | 380
Thermo Scientific | HPLC (Ultimate) | No | 6820.0031 | Syringe upgrade kit for 250 µL syringe including syringe, needle, buffer tubing, and sample loop (125 µL) for WPS-3000(T)PL Nano/Cap | 1390 | 20% | 1112
Thermo Scientific | HPLC (Ultimate) | No | 6820.0045 | Lubrication for lead screw, syringe drive WPS, ACC-3000 | 40.8 | 20% | 32.64
Thermo Scientific | HPLC (Ultimate) | No | 6820.0046 | Polypropylene caps, 100pcs. for 250µL vials | 55 | 20% | 44
Thermo Scientific | HPLC (Ultimate) | No | 6820.0051 | Micro Fraction Collection Option for WPS-3000(T)PL, including hardware, documentation | 7350 | 20% | 5880
Thermo Scientific | HPLC (Ultimate) | No | 6820.1329 | Syringe Adaptor Injection andfitting screw, WPS / ACC-3000 | 26.6 | 20% | 21.28
Thermo Scientific | HPLC (Ultimate) | No | 6820.1419 | Transparent front cover | 335 | 20% | 268
Thermo Scientific | HPLC (Ultimate) | No | 6820.1427 | Transparent front cover for Samplers with S/N >8010457 | 366 | 20% | 292.8
Thermo Scientific | HPLC (Ultimate) | No | 6820.2400 | Puncturer WPS | 247 | 20% | 197.6
Thermo Scientific | HPLC (Ultimate) | No | 6820.2402 | Adapter for vial pusher for use with 24 deep well plates and uncapped 10 mL vials | 233 | 20% | 186.4
Thermo Scientific | HPLC (Ultimate) | No | 6820.2404 | Lock screw for sample needle,Viper,WPS SL RS | 45.3 | 20% | 36.24
Thermo Scientific | HPLC (Ultimate) | No | 6820.2409 | Needle Seat Capillary, prep,ID 0.5mm, 24µL, WPS-3000SL | 306 | 20% | 244.8
Thermo Scientific | HPLC (Ultimate) | No | 6820.2416 | Sample Loop, 2500 µL for WPS-3000(T)SL Semiprep | 705 | 20% | 564
Thermo Scientific | HPLC (Ultimate) | No | 6820.2418 | Capillary WPS / TCC, SST, analytic | 61.6 | 20% | 49.28
Thermo Scientific | HPLC (Ultimate) | No | 6820.2419 | Sample needle WPS SLSemiPrep | 555 | 20% | 444
Thermo Scientific | HPLC (Ultimate) | No | 6820.2429 | Sample Loop, 1000 µL for WPS-3000(T)SL Semiprep | 524 | 20% | 419.2
Thermo Scientific | HPLC (Ultimate) | No | 6820.2437 | Capillary, Pump / WPS, SST, semiprep | 118 | 20% | 94.4
Thermo Scientific | HPLC (Ultimate) | No | 6820.2438 | Capillary, WPS / TCC, SST, semiprep | 80 | 20% | 64
Thermo Scientific | HPLC (Ultimate) | No | 6820.2440 | Cap. Syringe valve - Washport, PEEK, WPS-PL | 67.6 | 20% | 54.08
Thermo Scientific | HPLC (Ultimate) | No | 6820.2450 | Online degas wash kit WPS | 260 | 20% | 208
Thermo Scientific | HPLC (Ultimate) | No | 6820.2451 | Sample loop, 100 µL, Viper for WPS-3000TXRS, WPS-3000(T)RS and WPS-3000(T)SL | 355 | 20% | 284
Thermo Scientific | HPLC (Ultimate) | No | 6820.2452 | Sample loop, 25 µL, Viper for WPS-3000TXRS, WPS-3000(T)RS and WPS-3000(T)SL | 362 | 20% | 289.6
Thermo Scientific | HPLC (Ultimate) | No | 6820.2453 | Sample loop, 250 µL, Viper for WPS-3000(T)RS and WPS-3000(T)SL | 516 | 20% | 412.8
Thermo Scientific | HPLC (Ultimate) | No | 6820.2454 | Sample loop, 500 µL, Viper for WPS-3000(T)RS and WPS-3000(T)SL | 764 | 20% | 611.2
Thermo Scientific | HPLC (Ultimate) | No | 6820.2462 | Needle Seat Cap.,Micro,1.35µL Viper, WPS SL,RS | 200 | 20% | 160
Thermo Scientific | HPLC (Ultimate) | No | 6820.2464 | Needle Seat Cap.,Analyt.3.1µL Viper, WPS SL,RS | 187 | 20% | 149.6
Thermo Scientific | HPLC (Ultimate) | No | 6820.2469 | Injector outlet cap.,Viper WPS (B)SL RS | 94.1 | 20% | 75.28
Thermo Scientific | HPLC (Ultimate) | No | 6820.3010 | Needle, 2.4 µL, nanoViper | 236 | 20% | 188.8
Thermo Scientific | HPLC (Ultimate) | No | 6820.3020 | Exchange Kit PEEK Needle, WPS | 696 | 20% | 556.8
Thermo Scientific | HPLC (Ultimate) | No | 6820.3023 | Needle, 3.6 µL, PEEK, Viper | 294 | 20% | 235.2
Thermo Scientific | HPLC (Ultimate) | No | 6820.3025 | Needle, 15 µL, PEEK, Viper | 302 | 20% | 241.6
Thermo Scientific | HPLC (Ultimate) | No | 6820.3115 | Needle, 15 µL, nanoViper | 199 | 20% | 159.2
Thermo Scientific | HPLC (Ultimate) | No | 6820.4070 | Sample rack for 1.8 mL vials, cylindrical, 40 positions | 269 | 20% | 215.2
Thermo Scientific | HPLC (Ultimate) | No | 6820.4075 | Wash liquid reservoir, WPSautosampler, 2 pcs | 322 | 20% | 257.6
Thermo Scientific | HPLC (Ultimate) | No | 6820.4079 | Support rack for deep-well plate, 34-46 mm height for all WPS-3000 variants | 209 | 20% | 167.2
Thermo Scientific | HPLC (Ultimate) | No | 6820.4083 | Support rack for deep-well plate, 30-36mm height for all WPS-3000 variants | 284 | 20% | 227.2
Thermo Scientific | HPLC (Ultimate) | No | 6820.4088 | Support rack for low-well PCR plate, 10-12 mm height for all WPS-3000 variants | 485 | 20% | 388
Thermo Scientific | HPLC (Ultimate) | No | 6820.4089 | Support rack for deep-well plate, 20-32 mm height for all WPS-3000 variants | 370 | 20% | 296
Thermo Scientific | HPLC (Ultimate) | No | 6820.4090 | Sample rack for 1.2 mL vials, cylindrical, 72 positions | 624 | 20% | 499.2
Thermo Scientific | HPLC (Ultimate) | No | 6820.4092 | Adapter for 2 mL vial in 10 mL wash vial position | 51.6 | 20% | 41.28
Thermo Scientific | HPLC (Ultimate) | No | 6820.4097 | Sample rack for 0.3 mL micro-dialyse vials, cylindrical, 72 positions | 613 | 20% | 490.4
Thermo Scientific | HPLC (Ultimate) | No | 6820.4100 | Wellplate 96 | 21.3 | 20% | 17.04
Thermo Scientific | HPLC (Ultimate) | No | 6820.4101 | Wellplate deep 96 | 32.1 | 20% | 25.68
Thermo Scientific | HPLC (Ultimate) | No | 6820.4102 | Wellplate Sealing Cap 96 | 32.1 | 20% | 25.68
Thermo Scientific | HPLC (Ultimate) | No | 6820.4113 | Wellplate 96, V-Bottom, PP | 14.3 | 20% | 11.44
Thermo Scientific | HPLC (Ultimate) | No | 6820.6110 | Wash port/needle seat unitWPS SL SemiPrep | 735 | 20% | 588
Thermo Scientific | HPLC (Ultimate) | No | 6820.6232 | Low-Dispersion valve pod,2pos 6port, 1/32", 0.1mm, PAEK | 2370 | 20% | 1896
Thermo Scientific | HPLC (Ultimate) | No | 6821.0031 | Syringe upgrade kit for 250 µL syringe biocompatible, including syringe, needle, buffer tubing, and sample loop (125µL) for WPS-3000(T)PL RS Nano/Cap with PAEK Upgrade kit | 957 | 20% | 765.6
Thermo Scientific | HPLC (Ultimate) | No | 6821.0045 | Upgrade Kit PAEK for WPS-3000(T)PL RS Nano/Cap | 1910 | 20% | 1528
Thermo Scientific | HPLC (Ultimate) | No | 6821.0051 | Micro Fraction Collection Option, biocompatible for WPS-3000TBPL, including hardware, documentation | 7100 | 20% | 5680
Thermo Scientific | HPLC (Ultimate) | No | 6821.0052 | 2pos-8port Valve 1/16"PAEK | 2970 | 20% | 2376
Thermo Scientific | HPLC (Ultimate) | No | 6821.0053 | Stator 2pos-8port, PEEK | 2530 | 20% | 2024
Thermo Scientific | HPLC (Ultimate) | No | 6821.0054 | Rotor Seal 8-port 2-posf. PAEK Valve | 377 | 20% | 301.6
Thermo Scientific | HPLC (Ultimate) | No | 6821.5120 | Repl. valve 2pos-6port bio,1/16'' 0.25mm 50C/5000psi PAEK | 2690 | 20% | 2152
Thermo Scientific | HPLC (Ultimate) | No | 6822.0001 | 25 µL syringe for WPS-3000 autosamplers | 514 | 20% | 411.2
Thermo Scientific | HPLC (Ultimate) | No | 6822.0002 | 100 µL syringe for WPS-3000 autosamplers | 519 | 20% | 415.2
Thermo Scientific | HPLC (Ultimate) | No | 6822.0003 | 250 µL syringe for WPS-3000 and ACC-3000 autosamplers | 530 | 20% | 424
Thermo Scientific | HPLC (Ultimate) | No | 6822.0005 | 1000 µL syringe for WPS-3000 and ACC-3000 autosamplers | 576 | 20% | 460.8
Thermo Scientific | HPLC (Ultimate) | No | 6822.0006 | 2500 µL syringe for WPS-3000(T)SL Semiprep | 678 | 20% | 542.4
Thermo Scientific | HPLC (Ultimate) | No | 6822.0009 | Seal washer for syringes,WPS, 5pcs. | 31.9 | 20% | 25.52
Thermo Scientific | HPLC (Ultimate) | No | 6822.0011 | RH ferrule and fitting kit, long bushing, 6 pcs. | 136 | 20% | 108.8
Thermo Scientific | HPLC (Ultimate) | No | 6822.0012 | Ferrule and fitting kit,SR/FS7, 6 pcs. | 65.8 | 20% | 52.64
Thermo Scientific | HPLC (Ultimate) | No | 6822.0030 | Diagnostic kit WPS-3000SL | 133 | 20% | 106.4
Thermo Scientific | HPLC (Ultimate) | No | 6822.0040 | Alignment ToolWPS-3000 SL, PL, ACC-3000 | 339 | 20% | 271.2
Thermo Scientific | HPLC (Ultimate) | No | 6822.0051 | Pod 2pos-6port HT valve, SST,<620bar/9000psi WPS SL, ACC | 3210 | 20% | 2568
Thermo Scientific | HPLC (Ultimate) | No | 6822.2436 | Injection volume Kit, 1000 µL for WPS-3000(T)SL Semiprep | 1110 | 20% | 888
Thermo Scientific | HPLC (Ultimate) | No | 6822.2440 | Cap. Syringe valve - Washport,PEEK, WPS-SL and ACC | 32.6 | 20% | 26.08
Thermo Scientific | HPLC (Ultimate) | No | 6822.2442 | Injection volume Kit, 250 µL, Viper < 103 MPa for WPS-3000(T)RS and WPS-3000(T)SL | 1550 | 20% | 1240
Thermo Scientific | HPLC (Ultimate) | No | 6822.2443 | Injection volume Kit, 500 µL, Viper for WPS-3000(T)RS and WPS-3000(T)SL | 1870 | 20% | 1496
Thermo Scientific | HPLC (Ultimate) | No | 6822.2460 | Viper Fluidics Kit for upgrade WPS-3000(T)RS and WPS-3000(T)SL with conventional fluidic connections to the Viper configuration, < 125 MPa, SST | 1380 | 20% | 1104
Thermo Scientific | HPLC (Ultimate) | No | 6822.6031 | Alignment tool sheets, 100pcs.WPS, ACC | 115 | 20% | 92
Thermo Scientific | HPLC (Ultimate) | No | 6823.0010 | Fingertight Fitting 1/16" PEEKtwo-part, 10 pcs. | 322 | 20% | 257.6
Thermo Scientific | HPLC (Ultimate) | No | 6823.0016 | Sample loop, 5 µL, PEEK, biocompatible for WPS-3000TBPL Analytical | 83.4 | 20% | 66.72
Thermo Scientific | HPLC (Ultimate) | No | 6823.0017 | Sample loop, 10 µL, PEEK, biocompatible for WPS-3000TBPL Analytical | 97.8 | 20% | 78.24
Thermo Scientific | HPLC (Ultimate) | No | 6823.0018 | Sample loop, 20 µL, PEEK, biocompatible for WPS-3000TBPL Analytical | 92.3 | 20% | 73.84
Thermo Scientific | HPLC (Ultimate) | No | 6826.2401 | Sample loop, 1 µL, nanoViper | 390 | 20% | 312
Thermo Scientific | HPLC (Ultimate) | No | 6826.2405 | Sample loop, 5 µL, nanoViper | 403 | 20% | 322.4
Thermo Scientific | HPLC (Ultimate) | No | 6826.2410 | Sample loop, 10 µL, nanoViper | 431 | 20% | 344.8
Thermo Scientific | HPLC (Ultimate) | No | 6826.2412 | Sample loop, 125 µL, nanoViper | 569 | 20% | 455.2
Thermo Scientific | HPLC (Ultimate) | No | 6826.2420 | Sample loop, 20 µL, nanoViper | 453 | 20% | 362.4
Thermo Scientific | HPLC (Ultimate) | No | 6826.2450 | Sample loop, 50 µL, nanoViper | 476 | 20% | 380.8
Thermo Scientific | HPLC (Ultimate) | No | 6830.2414 | Sample loop, 20 µL, Viper for ACC-3000(T) | 110 | 20% | 88
Thermo Scientific | HPLC (Ultimate) | No | 6830.2416 | Sample loop, 50 µL, Viper for ACC-3000(T) | 112 | 20% | 89.6
Thermo Scientific | HPLC (Ultimate) | No | 6830.2418 | Sample loop, 200 µL, Viper for ACC-3000(T) | 206 | 20% | 164.8
Thermo Scientific | HPLC (Ultimate) | No | 6830.2446 | Needle capillary, ACC-3000 | 176 | 20% | 140.8
Thermo Scientific | HPLC (Ultimate) | No | 6830.6027 | Washport ACC-3000 | 151 | 20% | 120.8
Thermo Scientific | HPLC (Ultimate) | No | 6840.0013 | Pod 2pos-6port HT valve SST<1034bar/15000psi WPS-RS | 3600 | 20% | 2880
Thermo Scientific | HPLC (Ultimate) | No | 6841.0013 | Pod 2pos-6port HT Valve, Ti,1034bar/15000psi, WPS-TBRS | 3440 | 20% | 2752
Thermo Scientific | HPLC (Ultimate) | No | 6841.2451 | Sample loop, 100 µL, MP35N, Viper for WPS-3000TBRS | 830 | 20% | 664
Thermo Scientific | HPLC (Ultimate) | No | 6841.2452 | Sample loop, 25 µL, MP35N, Viper for WPS-3000TBRS | 723 | 20% | 578.4
Thermo Scientific | HPLC (Ultimate) | No | 6841.2453 | Sample loop, 250 µL, MP35N, Viper for WPS-3000TBRS | 1260 | 20% | 1008
Thermo Scientific | HPLC (Ultimate) | No | 6841.2454 | Sample loop, 500 µL, MP35N, Viper for WPS-3000TBRS | 2200 | 20% | 1760
Thermo Scientific | HPLC (Vanquish) | No | 6850.1023 | Sample rack 54 pos, 12 mm OD | 82.7 | 15% | 70.29
Thermo Scientific | HPLC (Vanquish) | No | 6850.1026 | Sample rack 96 pos, 6 mm OD | 79.2 | 15% | 67.32
Thermo Scientific | HPLC (Vanquish) | No | 6850.1030 | Sample rack 96 pos, 7 mm OD | 76 | 15% | 64.6
Thermo Scientific | HPLC (Vanquish) | No | 6850.1034 | Sample rack 96 pos, 8 mm OD | 76 | 15% | 64.6
Thermo Scientific | HPLC (Vanquish) | No | 6850.1627 | Cover for Dust and Humidity, VH/VF-A10 | 375 | 15% | 318.75
Thermo Scientific | HPLC (Vanquish) | No | 6850.1630 | Leak tray w/ Electronics, Vx-A10-A | 1060 | 15% | 901
Thermo Scientific | HPLC (Vanquish) | No | 6850.1650 | Drain Pump, Vx-A10-A | 290 | 15% | 246.5
Thermo Scientific | HPLC (Vanquish) | No | 6850.1911 | Sample loop, left, 25µL, MP35N, VH/VF-A10, VH/VF-A40 | 696 | 15% | 591.6
Thermo Scientific | HPLC (Vanquish) | No | 6850.1913 | Sample loop, left, 100µL, MP35N, VH/VF-A10, VH/VF-A40 | 983 | 15% | 835.55
Thermo Scientific | HPLC (Vanquish) | No | 6850.1915 | Sample loop, left, 10µL, MP35N, VH/VF-A10, VH/VF-A40 | 780 | 15% | 663
Thermo Scientific | HPLC (Vanquish) | No | 6850.1917 | Sample loop, right, 25µL, MP35N, VH/VF-A40 (default) | 696 | 15% | 591.6
Thermo Scientific | HPLC (Vanquish) | No | 6850.1918 | Sample loop, right, 100µL, MP35N, VH/VF-A40 | 983 | 15% | 835.55
Thermo Scientific | HPLC (Vanquish) | No | 6850.1919 | Sample loop, right, 10µL, MP35N, VH/VF-A40 | 780 | 15% | 663
Thermo Scientific | HPLC (Vanquish) | No | 6850.1970 | Sample loop, left, 250µL, MP35N, VH/VF-A10, VH/VF-A40 | 1130 | 15% | 960.5
Thermo Scientific | HPLC (Vanquish) | No | 6850.1975 | Sample loop, right, 250µL, MP35N, VH/VF-A10, VH/VF-A40 | 1130 | 15% | 960.5
Thermo Scientific | HPLC (Vanquish) | No | 6850.1980 | Sample loop, left, 1000µL, MP35N, VH/VF-A10, VH/VF-A40 | 1630 | 15% | 1385.5
Thermo Scientific | HPLC (Vanquish) | No | 6850.1985 | Sample loop, right, 1000µL, MP35N, VH/VF-A10, VH/VF-A40 | 1630 | 15% | 1385.5
Thermo Scientific | HPLC (Vanquish) | No | 6851.1020 | Sample rack, 9 pos, 22.5 mm OD vials | 138 | 15% | 117.3
Thermo Scientific | HPLC (Vanquish) | No | 6851.1030 | Sample rack, 16 pos, 15 mm OD vials | 138 | 15% | 117.3
Thermo Scientific | HPLC (Vanquish) | No | 6851.1940 | Sample loop, 25 μL, SST | 477 | 15% | 405.45
Thermo Scientific | HPLC (Vanquish) | No | 6851.1950 | Sample loop, 100 μL, SST (default) | 421 | 15% | 357.85
Thermo Scientific | HPLC (Vanquish) | No | 6851.1960 | Sample loop, 10 μL, SST | 417 | 15% | 354.45
Thermo Scientific | HPLC (Vanquish) | No | 6851.1970 | Sample loop, 250 μL, SST | 606 | 15% | 515.1
Thermo Scientific | HPLC (Vanquish) | No | 6851.1980 | Sample loop, 1000 μL, SST | 909 | 15% | 772.65
Thermo Scientific | HPLC (Vanquish) | No | 6900.1014 | Positionierungshilfe für VH-A9 | 900 | 15% | 765
Thermo Scientific | HPLC (Ultimate) | No | 6906.2038 | RJ45 cable for ethernet HUB3m | 0.01 | 100% | 0
Thermo Scientific | HPLC (Ultimate) | No | 7000.0002 | 3RD PARTY GC FOR WE | 2460 | 20% | 1968
Thermo Scientific | HPLC (Ultimate) | No | 7000.0003 | 3RD PARTY LC FOR WE | 4900 | 20% | 3920
Thermo Scientific | HPLC (Ultimate) | No | 7000.0020 | SPECTRAL LICENSE (3D/MS) | 5330 | 20% | 4264
Thermo Scientific | HPLC (Ultimate) | No | 7000.0092 | CM CLIENT OPT. - VIRTUAL COLUMN COMPLETE | 786 | 20% | 628.8
Thermo Scientific | HPLC (Ultimate) | No | 7000.0104 | UPGRADE 6.8 TO 7.X | 3750 | 20% | 3000
Thermo Scientific | HPLC (Ultimate) | No | 7050.0105 | Chromeleon 7 License Key - Upgrade | 4.29 | 100% | 0
Thermo Scientific | HPLC (Ultimate) | No | 7050.0107 | CM7 License Key: Add-on | 0.01 | 100% | 0
Thermo Scientific | HPLC (Ultimate) | No | 7100.0108 | CHROMELEON SINGLE EDITION (SE) | 5230 | 20% | 4184
Thermo Scientific | HPLC (Ultimate) | No | 7200.0030 | REMOTE DATA CLIENT | 3320 | 20% | 2656
Thermo Scientific | HPLC (Ultimate) | No | 7200.0034 | SECURE ADD-ON FOR WE | 3220 | 20% | 2576
Thermo Scientific | HPLC (Ultimate) | No | 7200.0044 | BIOPHARMA QC PACKAGE | 6670 | 20% | 5336
Thermo Scientific | HPLC (Ultimate) | No | 7200.0046 | INTACT PROTEIN DECONVOLUTION | 6670 | 20% | 5336
Thermo Scientific | HPLC (Ultimate) | No | 7200.0050 | CHROMELEON XPS: CLIENT LICENCE | 501 | 20% | 400.8
Thermo Scientific | HPLC (Ultimate) | No | 7200.0101 | UPGRADE 7.X TO 7.(X+1) CM ENTERPRISE | 4200 | 20% | 3360
Thermo Scientific | HPLC (Ultimate) | No | 7200.0103 | Minor Upgrade 7.x.y - 7.x.(y+1) | 1430 | 20% | 1144
Thermo Scientific | HPLC (Ultimate) | No | 7200.0107 | UPGRADE 7.X TO 7.(X+1) WITH CONTRACT | 0.01 | 100% | 0
Thermo Scientific | HPLC (Ultimate) | No | 7200.0109 | CONVERSION SE/WSO/WSS TO ENTERPRISE | 7920 | 20% | 6336
Thermo Scientific | HPLC (Ultimate) | No | 7200.0110 | CONVERSION DE TO ENTERPRISE | 12400 | 20% | 9920
Thermo Scientific | HPLC (Ultimate) | No | 7200.0112 | CONVERSION WE TO ENTERPRISE | 9320 | 20% | 7456
Thermo Scientific | HPLC (Ultimate) | No | 7200.0113 | REMOTE DATA CLIENT TO ENTERPRISE | 4190 | 20% | 3352
Thermo Scientific | HPLC (Ultimate) | No | 7200.0201 | WORKGROUP EDITION (WE) | 8410 | 20% | 6728
Thermo Scientific | HPLC (Ultimate) | No | 7200.0300 | ENTERPRISE CLIENT | 7550 | 20% | 6040
Thermo Scientific | HPLC (Ultimate) | No | 7200.0390 | SII FOR EMPOWER DVD | 4.29 | 100% | 0
Thermo Scientific | HPLC (Ultimate) | No | 7200.0400 | RECONFIGURATION FEE FOR CM7 | 742 | 20% | 593.6
Thermo Scientific | HPLC (Ultimate) | No | 7200.1000 | THERMO INSTRUMENT FOR ENTERPRISE | 3360 | 20% | 2688
Thermo Scientific | HPLC (Ultimate) | No | 7200.1002 | 3RD PARTY GC - ENTERPRISE | 3920 | 20% | 3136
Thermo Scientific | HPLC (Ultimate) | No | 7200.1003 | 3RD PARTY LC - ENTERPRISE | 9130 | 20% | 7304
Thermo Scientific | HPLC (Ultimate) | No | 7202.0001 | CM ECDS PROJECT MANAGEMENT 1 DAY | 3670 | 20% | 2936
Thermo Scientific | HPLC (Ultimate) | No | 7202.0002 | CM ECDS PROFESSIONAL SERVICES 1 DAY | 4070 | 20% | 3256
Thermo Scientific | HPLC (Ultimate) | No | 7202.0003 | CM ECDS TRAINING AT CUSTOMER SITE 1 DAY | 3770 | 20% | 3016
Thermo Scientific | HPLC (Ultimate) | No | 7202.0004 | CM ECDS TRAINING AT TF LOCATION 1 DAY | 1050 | 20% | 840
Thermo Scientific | HPLC (Ultimate) | No | 7203.0005 | ECM7 CONTRACT A/D INTERFACE, 2 CHANNELS | 502 | 20% | 401.6
Thermo Scientific | HPLC (Ultimate) | No | 7203.0044 | eCM7 Contract: BIOPHARMA QC PACKAGE | 1150 | 20% | 920
Thermo Scientific | HPLC (Ultimate) | No | 7203.0046 | eCM7 Contract: INTACT PROTEIN DECONVOLUTION | 1150 | 20% | 920
Thermo Scientific | HPLC (Ultimate) | No | 7203.0050 | eCM7 Contract: CHROMELEON XPS: CLIENT LICENCE | 79.9 | 20% | 63.92
Thermo Scientific | HPLC (Ultimate) | No | 7203.0300 | ECM7 CONTRACT CM ENTERPRISE CLIENT | 1270 | 20% | 1016
Thermo Scientific | HPLC (Ultimate) | No | 7203.1000 | ECM7 CONTR. ENTERPRISE THERMO SCIEN.INST | 550 | 20% | 440
Thermo Scientific | HPLC (Ultimate) | No | 7203.1002 | ECM7 CONTRACT ENTERPRISE THIRD PARTY GC | 550 | 20% | 440
Thermo Scientific | HPLC (Ultimate) | No | 7203.1003 | ECM7 CONTRACT ENTERPRISE THIRD PARTY LC | 550 | 20% | 440
Thermo Scientific | Sample Prep (Autotrace and ASE 150/350) | No | 033440 | PROD,RGNT,2M AMM ACETATE,1L | 237 | 10% | 213.3
Thermo Scientific | Sample Prep (Autotrace and ASE 150/350) | No | 035310 | PROD,COL,IP,AG4,4X50MM | 1510 | 10% | 1359
Thermo Scientific | Sample Prep (Autotrace and ASE 150/350) | No | 035311 | PROD,COL,IP,AS4,4X250MM | 3020 | 10% | 2718
Thermo Scientific | Sample Prep (Autotrace and ASE 150/350) | No | 035360 | PROD,RGNT,MPIC-AR1 500ML | 369 | 10% | 332.1
Thermo Scientific | Sample Prep (Autotrace and ASE 150/350) | No | 035362 | Octanesulfonic acid (OSA) MPIC-CR2,500mL | 369 | 10% | 332.1
Thermo Scientific | Sample Prep (Autotrace and ASE 150/350) | No | 035391 | CarboPac PA1 Analytical Column, 4x250mm | 1870 | 10% | 1683
Thermo Scientific | Sample Prep (Autotrace and ASE 150/350) | No | 035393 | PROD,COL,IP,AS7,4X250MM | 1870 | 10% | 1683
Thermo Scientific | Sample Prep (Autotrace and ASE 150/350) | No | 035394 | PROD,COL,IP,AG7,4X50MM | 611 | 10% | 549.9
Thermo Scientific | Sample Prep (Autotrace and ASE 150/350) | No | 035843 | BED SPRT,1/4IN COL | 1.8 | 10% | 1.62
Thermo Scientific | Ion Chromatography (ICS 5000) | No | 036036 | ASSY,COL,HD,RCTN COIL,48 IN | 510 | 12% | 448.8
Thermo Scientific | Ion Chromatography (ICS 5000) | No | 036256 | ASSY,ELCTD,REF,PAD | 842 | 12% | 740.96
Thermo Scientific | Sample Prep (Autotrace and ASE 150/350) | No | 037017 | MFC-1 METAL-FREE COLUMN (3 × 27 MM) | 445 | 10% | 400.5
Thermo Scientific | Sample Prep (Autotrace and ASE 150/350) | No | 037022 | PROD,COL,AP,PA1,4X250MM | 3330 | 10% | 2997
Thermo Scientific | Sample Prep (Autotrace and ASE 150/350) | No | 037023 | PROD,COL,AP,PA1G,4X50MM | 1670 | 10% | 1503
Thermo Scientific | Sample Prep (Autotrace and ASE 150/350) | No | 037024 | PROD,COL,IP,CS3,4X250MM | 4540 | 10% | 4086
Thermo Scientific | Sample Prep (Autotrace and ASE 150/350) | No | 037025 | PROD,COL,IP,CG3,4X50MM | 1820 | 10% | 1638
Thermo Scientific | Sample Prep (Autotrace and ASE 150/350) | No | 037041 | PROD,COL,IP,AS4A,4X250MM | 3220 | 10% | 2898
Thermo Scientific | Sample Prep (Autotrace and ASE 150/350) | No | 037042 | PROD,COL,IP,AG4A,4X50MM | 1630 | 10% | 1467
Thermo Scientific | Sample Prep (Autotrace and ASE 150/350) | No | 037157 | Five Anion Std 100mL | 201 | 10% | 180.9
Thermo Scientific | Sample Prep (Autotrace and ASE 150/350) | No | 037158 | Fluoride Std 100mL | 136 | 10% | 122.4
Thermo Scientific | Sample Prep (Autotrace and ASE 150/350) | No | 037159 | Chloride Std 100mL | 136 | 10% | 122.4
Thermo Scientific | Sample Prep (Autotrace and ASE 150/350) | No | 037160 | Sulfate Std 100mL | 136 | 10% | 122.4
Thermo Scientific | Sample Prep (Autotrace and ASE 150/350) | No | 037162 | PROD,RGNT,EL,CARBONATE | 149 | 10% | 134.1
Thermo Scientific | Sample Prep (Autotrace and ASE 150/350) | No | 037163 | PROD,RGNT,EL,BICARBONATE | 149 | 10% | 134.1
Thermo Scientific | Sample Prep (Autotrace and ASE 150/350) | No | 037164 | PROD,RGNT,REGEN,SULFURIC,4X200ML | 352 | 10% | 316.8
Thermo Scientific | Ion Chromatography (ICS 5000) | No | 037859 | ASSY,COL,HD,RCTN COIL/SPOOL,PCH-1 | 1240 | 12% | 1091.2
Thermo Scientific | Sample Prep (Autotrace and ASE 150/350) | No | 038008 | PROD,D3,VIAL,5.0ML,250/BX | 39 | 10% | 35.1
Thermo Scientific | Sample Prep (Autotrace and ASE 150/350) | No | 038009 | PROD,D3,FLTRCAP,5.0ML,250/BX | 129 | 10% | 116.1
Thermo Scientific | Sample Prep (Autotrace and ASE 150/350) | No | 038010 | PROD,D3,VIAL,0.5ML,250/BX | 39 | 10% | 35.1
Thermo Scientific | Sample Prep (Autotrace and ASE 150/350) | No | 038011 | PROD,D3,FLTRCAP,0.5ML,250/BOX | 129 | 10% | 116.1
Thermo Scientific | Sample Prep (Autotrace and ASE 150/350) | No | 038018 | PROD,KIT,INSTALL,MMS/SRS EXT R | 696 | 10% | 626.4
Thermo Scientific | Sample Prep (Autotrace and ASE 150/350) | No | 038141 | PolyVials+Filter Caps, 250 each, 5mL | 151 | 10% | 135.9
Thermo Scientific | Sample Prep (Autotrace and ASE 150/350) | No | 038142 | PolyVials+Filter Caps, 250 each, 0,5mL | 151 | 10% | 135.9
Thermo Scientific | Sample Prep (Autotrace and ASE 150/350) | No | 039037 | ASSY,BED SPRT,GM-2 | 16 | 10% | 14.4
Thermo Scientific | Sample Prep (Autotrace and ASE 150/350) | No | 039203 | PROD,RGNT,REGEN,HD,SULFURIC 200ML | 83.7 | 10% | 75.33
Thermo Scientific | Sample Prep (Autotrace and ASE 150/350) | No | 039228 | ASSY,BED SPRT,5u | 30.4 | 10% | 27.36
Thermo Scientific | Sample Prep (Autotrace and ASE 150/350) | No | 039513 | PROD,RGNT,EL,AS4A | 201 | 10% | 180.9
Thermo Scientific | Sample Prep (Autotrace and ASE 150/350) | No | 039528 | PROD,D3,CAP,- FLT,5ML,250/BX | 89.8 | 10% | 80.82
Thermo Scientific | Sample Prep (Autotrace and ASE 150/350) | No | 039532 | PolyVials + Plain Caps, 5 mL, 250each | 118 | 10% | 106.2
Thermo Scientific | Sample Prep (Autotrace and ASE 150/350) | No | 039567 | IonPac NG1 10UM 4X35MM | 356.73 | 10% | 321.05
Thermo Scientific | Sample Prep (Autotrace and ASE 150/350) | No | 039599 | OnGuard Workstation | 1780 | 10% | 1602
Thermo Scientific | Sample Prep (Autotrace and ASE 150/350) | No | 039602 | PROD,RGNT,REGEN,AUTORGN,CA 500ML | 140 | 10% | 126
Thermo Scientific | Sample Prep (Autotrace and ASE 150/350) | No | 039670 | PROD,RGNT,EL,DIAMINOPROPIONIC ACID.HCL | 589 | 10% | 530.1
Thermo Scientific | Sample Prep (Autotrace and ASE 150/350) | No | 039671 | PROD,RGNT,PDCA | 388 | 10% | 349.2
Thermo Scientific | Sample Prep (Autotrace and ASE 150/350) | No | 039672 | PROD,RGNT,PAR,5G BTL | 388 | 10% | 349.2
Thermo Scientific | Sample Prep (Autotrace and ASE 150/350) | No | 039996 | nGuard Needle 18 Gauge 1.25/luer | 4.52 | 10% | 4.06
Thermo Scientific | Sample Prep (Autotrace and ASE 150/350) | No | 040187 | PROD,RGNT,STD,6 CA 50ML | 201 | 10% | 180.9
Thermo Scientific | Sample Prep (Autotrace and ASE 150/350) | No | 040192 | PROD,COL,IP CTC-1 | 445 | 10% | 400.5
Thermo Scientific | Sample Prep (Autotrace and ASE 150/350) | No | 040645 | BLOCK,GLASS,MOD,PRE-TREAT | 252 | 10% | 226.8
Thermo Scientific | Sample Prep (Autotrace and ASE 150/350) | No | 041232 | ASSY,NDLS,ONGUARD,PK/50 | 306 | 10% | 275.4
Thermo Scientific | Sample Prep (Autotrace and ASE 150/350) | No | 042014 | PolyVials + Plain Caps, 0,5 mL, 250each | 127 | 10% | 114.3
Thermo Scientific | Sample Prep (Autotrace and ASE 150/350) | No | 042126 | PROD,COL,IC,GM-3B,SB MIXER | 616 | 10% | 554.4
Thermo Scientific | Sample Prep (Autotrace and ASE 150/350) | No | 042367 | FTG,COL END,4MM,10-32 | 59.9 | 10% | 53.91
Thermo Scientific | Sample Prep (Autotrace and ASE 150/350) | No | 042955 | ASSY,BED SPRT,4MM | 9.92 | 10% | 8.92
Thermo Scientific | Sample Prep (Autotrace and ASE 150/350) | No | 042956 | WSHR,SEAL,COL,OP 4MM | 7.09 | 10% | 6.38
Thermo Scientific | Sample Prep (Autotrace and ASE 150/350) | No | 043015 | PROD,COL,IP,CS10,4X250MM | 3030 | 10% | 2727
Thermo Scientific | Sample Prep (Autotrace and ASE 150/350) | No | 043016 | PROD,COL,IP,CG10,4X50MM | 1230 | 10% | 1107
Thermo Scientific | Sample Prep (Autotrace and ASE 150/350) | No | 043054 | CarboPac PA100 Guard Column, 4x50mm | 611 | 10% | 549.9
Thermo Scientific | Sample Prep (Autotrace and ASE 150/350) | No | 043055 | CarboPac PA100 Analytical Col., 4x250mm | 1870 | 10% | 1683
Thermo Scientific | Sample Prep (Autotrace and ASE 150/350) | No | 043064 | PROD,RGNT,STD,OLIGO,SIA ALD,25NMOL | 140 | 10% | 126
Thermo Scientific | Sample Prep (Autotrace and ASE 150/350) | No | 043096 | CarboPac PA1 Guard Column, 4 x 50mm | 611 | 10% | 549.9
Thermo Scientific | Sample Prep (Autotrace and ASE 150/350) | No | 043101 | PROD,COL,IP,TAC-2,3X35MM | 445 | 10% | 400.5
Thermo Scientific | Sample Prep (Autotrace and ASE 150/350) | No | 043102 | PROD,COL,IP,TAC-2,4PK | 1580 | 10% | 1422
Thermo Scientific | Sample Prep (Autotrace and ASE 150/350) | No | 043118 | PROD,COL,IP,AS10,4X250MM | 2060 | 10% | 1854
Thermo Scientific | Sample Prep (Autotrace and ASE 150/350) | No | 043119 | PROD,COL,IP,AG10,4X50MM | 699 | 10% | 629.1
Thermo Scientific | Sample Prep (Autotrace and ASE 150/350) | No | 043125 | PROD,COL,IP,AS4A,SC,2X250MM | 1870 | 10% | 1683
Thermo Scientific | Sample Prep (Autotrace and ASE 150/350) | No | 043126 | PROD,COL,IP,AG4A,SC,2X50MM | 611 | 10% | 549.9
Thermo Scientific | Sample Prep (Autotrace and ASE 150/350) | No | 043132 | PROD,COL,IP,CTC,2MM,4X35MM | 445 | 10% | 400.5
Thermo Scientific | Sample Prep (Autotrace and ASE 150/350) | No | 043133 | PROD,COL,IP,AC10,4X50MM | 611 | 10% | 549.9
Thermo Scientific | Sample Prep (Autotrace and ASE 150/350) | No | 043162 | PROD,RGNT,STD,MONO,MIX OF 6,100NMOL | 140 | 10% | 126
Thermo Scientific | Sample Prep (Autotrace and ASE 150/350) | No | 043174 | PROD,COL,IP,AS4A,SC,4X250MM | 1870 | 10% | 1683
Thermo Scientific | Sample Prep (Autotrace and ASE 150/350) | No | 043175 | PROD,COL,IP,AG4A,SC,4X50MM | 611 | 10% | 549.9
Thermo Scientific | Sample Prep (Autotrace and ASE 150/350) | No | 043185 | PROD,COL,IP,AS9,SC,4X250MM | 2060 | 10% | 1854
Thermo Scientific | Sample Prep (Autotrace and ASE 150/350) | No | 043186 | PROD,COL,IP,AG9,SC,4X50MM | 699 | 10% | 629.1
Thermo Scientific | Sample Prep (Autotrace and ASE 150/350) | No | 043197 | PROD,COL,IP,ICE-AS1 | 1630 | 10% | 1467
Thermo Scientific | Sample Prep (Autotrace and ASE 150/350) | No | 043278 | FTG,COL END,2MM,10-32 | 71.5 | 10% | 64.35
Thermo Scientific | Sample Prep (Autotrace and ASE 150/350) | No | 044019 | PROD,COL,IP,CS12,2X250MM | 3030 | 10% | 2727
Thermo Scientific | Sample Prep (Autotrace and ASE 150/350) | No | 044020 | PROD,COL,IP,CG12,2X50MM | 1230 | 10% | 1107
Thermo Scientific | Sample Prep (Autotrace and ASE 150/350) | No | 044066 | 2CarboPac MA1 Analytical Column, 4x250mm | 1870 | 10% | 1683
Thermo Scientific | Sample Prep (Autotrace and ASE 150/350) | No | 044067 | CarboPac MA1 Guard Column, 4 x 50 mm | 611 | 10% | 549.9
Thermo Scientific | Sample Prep (Autotrace and ASE 150/350) | No | 044076 | PROD,COL,IP,AS11,4X250MM | 1870 | 10% | 1683
Thermo Scientific | Sample Prep (Autotrace and ASE 150/350) | No | 044077 | IonPac AS11 Analytical Column , 2x250mm | 1870 | 10% | 1683
Thermo Scientific | Sample Prep (Autotrace and ASE 150/350) | No | 044078 | PROD,COL,IP,AG11,4X50MM | 611 | 10% | 549.9
Thermo Scientific | Sample Prep (Autotrace and ASE 150/350) | No | 044079 | IonPac AG11 Guard Column, 2x50mm | 611 | 10% | 549.9
Thermo Scientific | Ion Chromatography (ICS 5000) | No | 044105 | PROD,FLTR,INLINE,10-32,HI PRES | 652 | 12% | 573.76
Thermo Scientific | Ion Chromatography (ICS 5000) | No | 044112 | PROD,D5 KIT WE AU ED40 | 1870 | 12% | 1645.6
Thermo Scientific | Sample Prep (Autotrace and ASE 150/350) | No | 044123 | PROD,COL,IP,CS14,4X250MM | 2350 | 10% | 2115
Thermo Scientific | Sample Prep (Autotrace and ASE 150/350) | No | 044124 | PROD,COL,IP,CG14,4X50MM | 871 | 10% | 783.9
Thermo Scientific | Ion Chromatography (ICS 5000) | No | 044128 | PROD,D5 BTL 1L PLASTIC GL45 | 352 | 12% | 309.76
Thermo Scientific | Ion Chromatography (ICS 5000) | No | 044129 | PROD,D5 BTL 2L PLASTIC GL45 | 301 | 12% | 264.88
Thermo Scientific | Sample Prep (Autotrace and ASE 150/350) | No | 044138 | PROD,RGNT,IP AN PMA 500ML | 127 | 10% | 114.3
Thermo Scientific | Ion Chromatography (ICS 5000) | No | 044198 | PROD,D5 ELCTD REF/PH ED40 | 493 | 12% | 433.84
Thermo Scientific | Sample Prep (Autotrace and ASE 150/350) | No | 044689 | ASSY,BED SPRT,2MM | 12.5 | 10% | 11.25
Thermo Scientific | Sample Prep (Autotrace and ASE 150/350) | No | 045538 | PROD,VIAL+CAP,1.5ML,GLS,PK/100 | 97.5 | 10% | 87.75
Thermo Scientific | Sample Prep (Autotrace and ASE 150/350) | No | 045539 | PROD,VIAL+CAP,0.3ML,PP,PK/100 | 97.5 | 10% | 87.75
Thermo Scientific | Sample Prep (Autotrace and ASE 150/350) | No | 045900 | PROD, SOLV BOT,1L, COATEDGLASS, ASE, 1EA | 125 | 10% | 112.5
Thermo Scientific | Ion Chromatography (ICS 5000) | No | 045901 | BTL,2L,GLASS,COATED,GL45 | 230 | 12% | 202.4
Thermo Scientific | Sample Prep (Autotrace and ASE 150/350) | No | 046026 | PROD,COL,IP TAC-LP1 | 445 | 10% | 400.5
Thermo Scientific | Sample Prep (Autotrace and ASE 150/350) | No | 046027 | PROD,COL,IP,TCC-LP1,4X35MM | 445 | 10% | 400.5
Thermo Scientific | Sample Prep (Autotrace and ASE 150/350) | No | 046034 | PROD,COL,IP,AS12A,4X200MM | 1870 | 10% | 1683
Thermo Scientific | Sample Prep (Autotrace and ASE 150/350) | No | 046055 | PROD,COL,IP,AS12A,2X200MM | 1870 | 10% | 1683
Thermo Scientific | Sample Prep (Autotrace and ASE 150/350) | No | 046056 | PROD,COL,IP,AG12A,2X50MM | 611 | 10% | 549.9
Thermo Scientific | Sample Prep (Autotrace and ASE 150/350) | No | 046070 | Combined Six Cation Standard-II, 50 mL | 197 | 10% | 177.3
Thermo Scientific | Sample Prep (Autotrace and ASE 150/350) | No | 046071 | PROD,RGNT,IP DDP 125ML | 156 | 10% | 140.4
Thermo Scientific | Sample Prep (Autotrace and ASE 150/350) | No | 046073 | PROD,COL,IP,CS12A,4X250MM | 1870 | 10% | 1683
Thermo Scientific | Sample Prep (Autotrace and ASE 150/350) | No | 046074 | PROD,COL,IP,CG12A,4X50MM | 611 | 10% | 549.9
Thermo Scientific | Sample Prep (Autotrace and ASE 150/350) | No | 046075 | IonPac CS12A Analytical Column, 2x250mm | 1870 | 10% | 1683
Thermo Scientific | Sample Prep (Autotrace and ASE 150/350) | No | 046076 | IonPac CG12A Guard Column, 2x50mm | 611 | 10% | 549.9
Thermo Scientific | Sample Prep (Autotrace and ASE 150/350) | No | 046088 | PROD,RGNT,MP PDCA | 156 | 10% | 140.4
Thermo Scientific | Sample Prep (Autotrace and ASE 150/350) | No | 046091 | PROD,RGNT,MP OA | 156 | 10% | 140.4
Thermo Scientific | Sample Prep (Autotrace and ASE 150/350) | No | 046094 | PROD,RGNT,MP PAR DIL | 98.3 | 10% | 88.47
Thermo Scientific | Sample Prep (Autotrace and ASE 150/350) | No | 046100 | PROD,COL,IP,CS5A,4X250MM | 1870 | 10% | 1683
Thermo Scientific | Sample Prep (Autotrace and ASE 150/350) | No | 046104 | PROD,COL,IP,CG5A,4X50MM | 611 | 10% | 549.9
Thermo Scientific | Sample Prep (Autotrace and ASE 150/350) | No | 046110 | CarboPac PA10 Analytical Column, 4x250mm | 1870 | 10% | 1683
Thermo Scientific | Sample Prep (Autotrace and ASE 150/350) | No | 046115 | CarboPac PA10 Guard Column, 4 x 50mm | 611 | 10% | 549.9
Thermo Scientific | Sample Prep (Autotrace and ASE 150/350) | No | 046122 | AminoTrap Column, 4 x 50 mm | 529 | 10% | 476.1
Thermo Scientific | Sample Prep (Autotrace and ASE 150/350) | No | 046124 | PROD,COL,IP,AS14,4X250MM | 1870 | 10% | 1683
Thermo Scientific | Sample Prep (Autotrace and ASE 150/350) | No | 046129 | IonPac AS14, 2x250mm | 1870 | 10% | 1683
Thermo Scientific | Sample Prep (Autotrace and ASE 150/350) | No | 046134 | IonPac AG14 Guard Column, 4x50mm | 611 | 10% | 549.9
Thermo Scientific | Sample Prep (Autotrace and ASE 150/350) | No | 046138 | IonPac AG14, 2x50mm | 611 | 10% | 549.9
Thermo Scientific | Sample Prep (Autotrace and ASE 150/350) | No | 046172 | ASSY,VALID CELL,AD20 | 721 | 10% | 648.9
Thermo Scientific | Ion Chromatography (ICS 5000) | No | 046333 | ASSY,ELCTD,REF/PH,ED40/50 | 407 | 12% | 358.16
Thermo Scientific | Sample Prep (Autotrace and ASE 150/350) | No | 047078 | Borate Trap Column, 4x50mm | 541 | 10% | 486.9
Thermo Scientific | Sample Prep (Autotrace and ASE 150/350) | No | 048238 | ASSY,BED SPRT,9MM,.63 TUBE | 41 | 10% | 36.9
Thermo Scientific | Sample Prep (Autotrace and ASE 150/350) | No | 048297 | BED SPRT,ZITEX,9MM,.625,G-108 | 5.36 | 10% | 4.82
Thermo Scientific | Sample Prep (Autotrace and ASE 150/350) | No | 048298 | FTG,COL,END,9MM,5/8-18X10-32,P1 | 117 | 10% | 105.3
Thermo Scientific | Sample Prep (Autotrace and ASE 150/350) | No | 048780 | VIAL ASSY,AMB,40ML,CLN,72/CASE | 150 | 10% | 135
Thermo Scientific | Sample Prep (Autotrace and ASE 150/350) | No | 048781 | VIAL ASSY,AMB,60ML,CLN,72/CASE | 204 | 10% | 183.6
Thermo Scientific | Sample Prep (Autotrace and ASE 150/350) | No | 048783 | VIAL ASSY,CLR,40ML,CLN,72/CASE | 176 | 10% | 158.4
Thermo Scientific | Sample Prep (Autotrace and ASE 150/350) | No | 048784 | VIAL ASSY,CLR,60ML,CLN,72/CASE | 204 | 10% | 183.6
Thermo Scientific | Sample Prep (Autotrace and ASE 150/350) | No | 048867 | CAP,END,CELL,ASE2 | 129 | 10% | 116.1
Thermo Scientific | Sample Prep (Autotrace and ASE 150/350) | No | 049135 | PROD,COL,IC,GM-4B,MB MIXER | 635 | 10% | 571.5
Thermo Scientific | Sample Prep (Autotrace and ASE 150/350) | No | 049289 | TOOL,INSERTION,SEAL,PUMP.ASE2 | 158 | 10% | 142.2
Thermo Scientific | Sample Prep (Autotrace and ASE 150/350) | No | 049317 | SEAL,O-RING,SET,1.134 TFE | 39.7 | 10% | 35.73
Thermo Scientific | Sample Prep (Autotrace and ASE 150/350) | No | 049453 | KIT,CELL FRITS,10 MICRONS,50EA | 162 | 10% | 145.8
Thermo Scientific | Sample Prep (Autotrace and ASE 150/350) | No | 049456 | KIT,RING,SNAP,RETAINING,PKG/10 | 33.9 | 10% | 30.51
Thermo Scientific | Sample Prep (Autotrace and ASE 150/350) | No | 049457 | KIT,O-RING,TFE,CELL CAP,PKG/50 | 60.6 | 10% | 54.54
Thermo Scientific | Sample Prep (Autotrace and ASE 150/350) | No | 049458 | FLTR,D28,19.8MM DIA,PKG/100 | 32 | 10% | 28.8
Thermo Scientific | Sample Prep (Autotrace and ASE 150/350) | No | 049464 | SEPTA,24-400X.125 THK, 72/PKG | 38.6 | 10% | 34.74
Thermo Scientific | Sample Prep (Autotrace and ASE 150/350) | No | 049482 | KIT,O-RING,CAP,CELL,TFE,PKG/10 | 15 | 10% | 13.5
Thermo Scientific | Sample Prep (Autotrace and ASE 150/350) | No | 049660 | TOOL,O-RING,INSERT,ASE1,2,3 | 52.9 | 10% | 47.61
Thermo Scientific | Sample Prep (Autotrace and ASE 150/350) | No | 050319 | KIT,VLV,SS80,7 STREAM,DX8 | 11300 | 10% | 10170
Thermo Scientific | Ion Chromatography (ICS 5000) | No | 050601 | PROD,PC10,POSTCOL DEL SYS 4MM | 4330 | 12% | 3810.4
Thermo Scientific | Sample Prep (Autotrace and ASE 150/350) | No | 050788 | FRIT,5 MICRON,.75X.062 SST | 8.48 | 10% | 7.63
Thermo Scientific | Sample Prep (Autotrace and ASE 150/350) | No | 051786 | PROD,COL,IP,AS9-HC,4X250MM | 1870 | 10% | 1683
Thermo Scientific | Sample Prep (Autotrace and ASE 150/350) | No | 051791 | PROD,COL,IP,AG9-HC,4X50MM | 611 | 10% | 549.9
Thermo Scientific | Sample Prep (Autotrace and ASE 150/350) | No | 052244 | PROD,COL,IP,AS9-HC,2X250MM | 1870 | 10% | 1683
Thermo Scientific | Sample Prep (Autotrace and ASE 150/350) | No | 052248 | PROD,COL,IP,AG9-HC,2X50MM | 611 | 10% | 549.9
Thermo Scientific | Sample Prep (Autotrace and ASE 150/350) | No | 052576 | PROD,COL,IP,CS5A,2X250MM | 1870 | 10% | 1683
Thermo Scientific | Sample Prep (Autotrace and ASE 150/350) | No | 052809 | FTG,COL END,4MM,10-32,X3/8-16 | 12.1 | 10% | 10.89
Thermo Scientific | Sample Prep (Autotrace and ASE 150/350) | No | 052820 | ASSY,REGEN,HD,SVC,INSTALL,SOL,HNO3 | 152 | 10% | 136.8
Thermo Scientific | Sample Prep (Autotrace and ASE 150/350) | No | 052836 | PROD,COL,IP,CG5A,2X50MM | 611 | 10% | 549.9
Thermo Scientific | Sample Prep (Autotrace and ASE 150/350) | No | 052960 | IonPac AS11-HC Analyt. Column, 4x250mm | 1870 | 10% | 1683
Thermo Scientific | Sample Prep (Autotrace and ASE 150/350) | No | 052961 | PROD,COL,IP,AS11-HC,2X250MM | 1870 | 10% | 1683
Thermo Scientific | Sample Prep (Autotrace and ASE 150/350) | No | 052962 | IonPac AG11-HC Guard Column, 4x50mm | 611 | 10% | 549.9
Thermo Scientific | Sample Prep (Autotrace and ASE 150/350) | No | 052963 | PROD,COL,IP,AG11-HC,2X50MM | 611 | 10% | 549.9
Thermo Scientific | Sample Prep (Autotrace and ASE 150/350) | No | 053560 | PROD,RGNT,EL,AS14 | 127 | 10% | 114.3
Thermo Scientific | Ion Chromatography (ICS 5000) | No | 053591 | PROD,PC10,POSTCOL DEL SYS 2MM | 4330 | 12% | 3810.4
Thermo Scientific | Sample Prep (Autotrace and ASE 150/350) | No | 053889 | BED SPRT,MOLDED,COL,062X190 | 0.94 | 10% | 0.84
Thermo Scientific | Sample Prep (Autotrace and ASE 150/350) | No | 053892 | SEAL,BOX,COL,W/LOGO,POLYPROPLENE | 0.82 | 10% | 0.73
Thermo Scientific | Sample Prep (Autotrace and ASE 150/350) | No | 053940 | PROD,COL,IP,AS15,4X250MM | 1870 | 10% | 1683
Thermo Scientific | Sample Prep (Autotrace and ASE 150/350) | No | 053941 | PROD,COL,IP,AS15,2X250MM | 1870 | 10% | 1683
Thermo Scientific | Sample Prep (Autotrace and ASE 150/350) | No | 053942 | PROD,COL,IP,AG15,4X50MM | 611 | 10% | 549.9
Thermo Scientific | Sample Prep (Autotrace and ASE 150/350) | No | 053943 | PROD,COL,IP,AG15,2X50MM | 611 | 10% | 549.9
Thermo Scientific | Sample Prep (Autotrace and ASE 150/350) | No | 053945 | PROD,COL,IP ICE-BORATE | 1630 | 10% | 1467
Thermo Scientific | Sample Prep (Autotrace and ASE 150/350) | No | 055058 | Vial Kt 10mL Polystyrene-CapsSepta 100ea | 158 | 10% | 142.2
Thermo Scientific | Sample Prep (Autotrace and ASE 150/350) | No | 055376 | PROD,COL,IP,AS16,4X250MM | 1870 | 10% | 1683
Thermo Scientific | Sample Prep (Autotrace and ASE 150/350) | No | 055377 | PROD,COL,IP,AG16,4X50MM | 611 | 10% | 549.9
Thermo Scientific | Sample Prep (Autotrace and ASE 150/350) | No | 055378 | PROD,COL,IP,AS16,2X250MM | 1870 | 10% | 1683
Thermo Scientific | Sample Prep (Autotrace and ASE 150/350) | No | 055379 | PROD,COL,IP,AG16,2X50MM | 611 | 10% | 549.9
Thermo Scientific | Sample Prep (Autotrace and ASE 150/350) | No | 055395 | SEPTA,LOWBLEED,TFE/SIL, 72/PKG | 91.1 | 10% | 81.99
Thermo Scientific | Sample Prep (Autotrace and ASE 150/350) | No | 055398 | FLTR,D28,.6.05MM DIA,PKG/100 | 31.2 | 10% | 28.08
Thermo Scientific | Sample Prep (Autotrace and ASE 150/350) | No | 055399 | FLTR,D28,13.5MM DIA,PKG/100 | 31.2 | 10% | 28.08
Thermo Scientific | Sample Prep (Autotrace and ASE 150/350) | No | 055406 | PROD,COL,AP,PA10,2X250MM | 1900 | 10% | 1710
Thermo Scientific | Sample Prep (Autotrace and ASE 150/350) | No | 055407 | PROD,COL,AP,PA10G,2X50MM | 650 | 10% | 585
Thermo Scientific | Sample Prep (Autotrace and ASE 150/350) | No | 055427 | PROD,VIAL+CAP+SLIT SEPTA,1.5ML | 112 | 10% | 100.8
Thermo Scientific | Sample Prep (Autotrace and ASE 150/350) | No | 055428 | PROD,VIAL+CAP+SLIT SEPTA,0.3ML | 112 | 10% | 100.8
Thermo Scientific | Sample Prep (Autotrace and ASE 150/350) | No | 055442 | ASSY,VIAL,GRDTD,6EA,ASE 2 | 503 | 10% | 452.7
Thermo Scientific | Sample Prep (Autotrace and ASE 150/350) | No | 055684 | PROD,COL,IP,AG17,4X50MM | 513 | 10% | 461.7
Thermo Scientific | Sample Prep (Autotrace and ASE 150/350) | No | 056284 | VIAL,ASSY,CLR,250ML,CLN,12/CS | 54.5 | 10% | 49.05
Thermo Scientific | Sample Prep (Autotrace and ASE 150/350) | No | 056325 | KIT,O-RING,-.003,VITON123,PK50 | 140 | 10% | 126
Thermo Scientific | Ion Chromatography (ICS 5000) | No | 056346 | PROD,FLOWCELL,13UL,PK,PDA-100 | 2560 | 12% | 2252.8
Thermo Scientific | Sample Prep (Autotrace and ASE 150/350) | No | 056497 | PROD,RGNT,STD,NITRATE,100ML | 156 | 10% | 140.4
Thermo Scientific | Sample Prep (Autotrace and ASE 150/350) | No | 056646 | PROD,BODY,CELL,34ML,ASE1,3 | 175 | 10% | 157.5
Thermo Scientific | Sample Prep (Autotrace and ASE 150/350) | No | 056684 | TOOL,SNAP RING,ASE3 | 117 | 10% | 105.3
Thermo Scientific | Sample Prep (Autotrace and ASE 150/350) | No | 056696 | PROD,BODY,CELL,65ML,ASE1,3 | 179 | 10% | 161.1
Thermo Scientific | Sample Prep (Autotrace and ASE 150/350) | No | 056775 | KIT,FRITS,10 MICRONS,50EA,ASE 1,3 | 486 | 10% | 437.4
Thermo Scientific | Sample Prep (Autotrace and ASE 150/350) | No | 056776 | PROD,SEAL,CAP,VESPEL,ASE1,3,PKG/50 | 531 | 10% | 477.9
Thermo Scientific | Sample Prep (Autotrace and ASE 150/350) | No | 056777 | PROD,SEAL,CAP,VESPEL,ASE1,3,PKG/10 | 144 | 10% | 129.6
Thermo Scientific | Sample Prep (Autotrace and ASE 150/350) | No | 056778 | PROD,RING,RETAINING,ASE1,3,PKG/10 | 94.4 | 10% | 84.96
Thermo Scientific | Sample Prep (Autotrace and ASE 150/350) | No | 056780 | FLTR,D28,30MM,ASE3,PK/100 | 37.9 | 10% | 34.11
Thermo Scientific | Sample Prep (Autotrace and ASE 150/350) | No | 056781 | 100 glass fiber filters-large vol.cells | 63 | 10% | 56.7
Thermo Scientific | Sample Prep (Autotrace and ASE 150/350) | No | 056823 | ASSY,BED SPRT,3MM | 29.6 | 10% | 26.64
Thermo Scientific | Ion Chromatography | No | 056882 | KIT,DCR,2 LITER | 363 | 8% | 333.96
Thermo Scientific | Ion Chromatography | No | 056884 | KIT,DCR,4 LITER | 349 | 8% | 321.08
Thermo Scientific | Ion Chromatography (ICS 5000) | No | 056886 | PROD,GAS ASSIST REGEN KIT | 893 | 12% | 785.84
Thermo Scientific | Sample Prep (Autotrace and ASE 150/350) | No | 056897 | PROD,COL,IP,AG14A,4X50MM | 611 | 10% | 549.9
Thermo Scientific | Sample Prep (Autotrace and ASE 150/350) | No | 056899 | PROD,COL,IP,AG14A,3X30MM | 611 | 10% | 549.9
Thermo Scientific | Sample Prep (Autotrace and ASE 150/350) | No | 056901 | PROD,COL,IP,AS14A,3X150MM | 1870 | 10% | 1683
Thermo Scientific | Sample Prep (Autotrace and ASE 150/350) | No | 056904 | PROD,COL,IP,AS14A,4X250MM | 1870 | 10% | 1683
Thermo Scientific | Sample Prep (Autotrace and ASE 150/350) | No | 056929 | TOOL,INSERTION,CELL,ASE3 | 79.1 | 10% | 71.19
Thermo Scientific | Sample Prep (Autotrace and ASE 150/350) | No | 056933 | Seven Anion Std I 50mL | 201 | 10% | 180.9
Thermo Scientific | Sample Prep (Autotrace and ASE 150/350) | No | 056937 | PROD,RGNT,EL,AS14A | 127 | 10% | 114.3
Thermo Scientific | Sample Prep (Autotrace and ASE 150/350) | No | 057083 | OnGuard II RP 1cc Pkg 48 | 307 | 10% | 276.3
Thermo Scientific | Sample Prep (Autotrace and ASE 150/350) | No | 057084 | OnGuard II RP 2.5cc Pkg 48 | 659 | 10% | 593.1
Thermo Scientific | Sample Prep (Autotrace and ASE 150/350) | No | 057085 | OnGuard II H 1cc Pkg 48 | 325 | 10% | 292.5
Thermo Scientific | Sample Prep (Autotrace and ASE 150/350) | No | 057086 | OnGuard II H 2.5cc Pkg 48 | 659 | 10% | 593.1
Thermo Scientific | Sample Prep (Autotrace and ASE 150/350) | No | 057087 | OnGuard II P 1cc Pkg 48 | 343 | 10% | 308.7
Thermo Scientific | Sample Prep (Autotrace and ASE 150/350) | No | 057089 | OnGuard II Ag 1cc Pkg 48 | 394 | 10% | 354.6
Thermo Scientific | Sample Prep (Autotrace and ASE 150/350) | No | 057090 | OnGuard II Ag 2.5cc Pkg 48 | 859 | 10% | 773.1
Thermo Scientific | Sample Prep (Autotrace and ASE 150/350) | No | 057091 | OnGuard II A 1cc Pkg 48 | 350 | 10% | 315
Thermo Scientific | Sample Prep (Autotrace and ASE 150/350) | No | 057092 | OnGuard II A 2.5cc Pkg 48 | 749 | 10% | 674.1
Thermo Scientific | Sample Prep (Autotrace and ASE 150/350) | No | 057093 | OnGuard II Ba 1cc Pkg 48 | 361 | 10% | 324.9
Thermo Scientific | Sample Prep (Autotrace and ASE 150/350) | No | 057094 | OnGuard II Ba 2.5cc Pkg 48 | 813 | 10% | 731.7
Thermo Scientific | Sample Prep (Autotrace and ASE 150/350) | No | 057095 | OnGuard II M 2.5cc Pkg 48 | 1340 | 10% | 1206
Thermo Scientific | Sample Prep (Autotrace and ASE 150/350) | No | 057137 | OnGuard II M 1cc Pkg 48 | 649 | 10% | 584.1
Thermo Scientific | Sample Prep (Autotrace and ASE 150/350) | No | 057178 | CarboPac PA1 Analytical Column, 2x250mm | 1870 | 10% | 1683
Thermo Scientific | Sample Prep (Autotrace and ASE 150/350) | No | 057179 | CarboPac PA1 Guard Column, 2 x 50mm | 611 | 10% | 549.9
Thermo Scientific | Sample Prep (Autotrace and ASE 150/350) | No | 057180 | CarboPac PA10 Analytical Column, 2x250mm | 1870 | 10% | 1683
Thermo Scientific | Sample Prep (Autotrace and ASE 150/350) | No | 057181 | CarboPac PA10 Guard Column, 2 x 50mm | 611 | 10% | 549.9
Thermo Scientific | Sample Prep (Autotrace and ASE 150/350) | No | 057182 | CarboPac PA100 Analytical Col., 2x250mm | 1870 | 10% | 1683
Thermo Scientific | Sample Prep (Autotrace and ASE 150/350) | No | 057183 | CarboPac PA100 Guard Column, 2x50mm | 611 | 10% | 549.9
Thermo Scientific | Sample Prep (Autotrace and ASE 150/350) | No | 057184 | PROD,COL,IP,CG12A,5UM,3X30MM | 611 | 10% | 549.9
Thermo Scientific | Sample Prep (Autotrace and ASE 150/350) | No | 057185 | PROD,COL,IP,CS12A,5UM,3X150MM | 1870 | 10% | 1683
Thermo Scientific | Sample Prep (Autotrace and ASE 150/350) | No | 057410 | OnGuard II Ag/H 2.5cc | 859 | 10% | 773.1
Thermo Scientific | Sample Prep (Autotrace and ASE 150/350) | No | 057555 | PROD,RGNT,REGEN,AN,CONC,2N H2SO4,4X75ML | 315 | 10% | 283.5
Thermo Scientific | Sample Prep (Autotrace and ASE 150/350) | No | 057556 | PROD,RGNT,REGEN,CA,CONC,2.06 N,4X100ML | 439 | 10% | 395.1
Thermo Scientific | Sample Prep (Autotrace and ASE 150/350) | No | 057557 | RGNT,EL,AS14A,20X,0.16M NACO3,4X100ML | 183 | 10% | 164.7
Thermo Scientific | Sample Prep (Autotrace and ASE 150/350) | No | 057558 | PROD,RGNT,EL,CS12A,20X,0.4 M MSA,4X100ML | 201 | 10% | 180.9
Thermo Scientific | Sample Prep (Autotrace and ASE 150/350) | No | 057559 | PROD,RGNT,REGEN,AN,CONC,2N H2SO4,1X75ML | 79.1 | 10% | 71.19
Thermo Scientific | Sample Prep (Autotrace and ASE 150/350) | No | 057560 | EL,AS14A,20X,0.16M NACO3_ 0.02,1X100ML | 84.9 | 10% | 76.41
Thermo Scientific | Sample Prep (Autotrace and ASE 150/350) | No | 057561 | PROD,RGNT,REGEN,CA,CONC,2.06 N,1X100ML | 128 | 10% | 115.2
Thermo Scientific | Sample Prep (Autotrace and ASE 150/350) | No | 057562 | PROD,RGNT,EL,CS12A,20X,0.4M MSA,1X100ML | 50.9 | 10% | 45.81
Thermo Scientific | Sample Prep (Autotrace and ASE 150/350) | No | 057574 | PROD,COL,IP,CG16,5X50MM | 611 | 10% | 549.9
Thermo Scientific | Sample Prep (Autotrace and ASE 150/350) | No | 057590 | PROD,RGNT,STD,7 AN II 100ML | 255 | 10% | 229.5
Thermo Scientific | Sample Prep (Autotrace and ASE 150/350) | No | 057594 | PROD,COL,IP,AS15,5UM,3X150MM | 1870 | 10% | 1683
Thermo Scientific | Sample Prep (Autotrace and ASE 150/350) | No | 057597 | PROD,COL,IP,AG15-5UM,3X30MM | 611 | 10% | 549.9
Thermo Scientific | Sample Prep (Autotrace and ASE 150/350) | No | 059326 | PROD,RGNT,EL,SODIUM ACETATE,AAA DIRECT | 84.3 | 10% | 75.87
Thermo Scientific | Sample Prep (Autotrace and ASE 150/350) | No | 059540 | ASSY,STD,HISTIDINE,PKG | 93.1 | 10% | 83.79
Thermo Scientific | Sample Prep (Autotrace and ASE 150/350) | No | 059596 | PROD,COL,IP,CS16,3X250MM | 1870 | 10% | 1683
Thermo Scientific | Sample Prep (Autotrace and ASE 150/350) | No | 059604 | PROD,COL,IP,ATC-HC,9X75MM | 677 | 10% | 609.3
Thermo Scientific | Ion Chromatography (ICS 5000) | No | 059659 | PROD,KIT,TRAP/SUPP,CLEANUP | 1360 | 12% | 1196.8
Thermo Scientific | Sample Prep (Autotrace and ASE 150/350) | No | 059660 | IonPac ATC-3, 4mm, 9x24mm | 430 | 10% | 387
Thermo Scientific | Sample Prep (Autotrace and ASE 150/350) | No | 059898 | PROD,COL,CRYPTAND,A1,3X150MM | 1740 | 10% | 1566
Thermo Scientific | Sample Prep (Autotrace and ASE 150/350) | No | 059900 | PROD,COL,CRYPTAND,A1G,3X30MM | 584 | 10% | 525.6
Thermo Scientific | Ion Chromatography | No | 060054 | PROD,REG,ACC,ICS,90 | 351 | 8% | 322.92
Thermo Scientific | Sample Prep (Autotrace and ASE 150/350) | No | 060082 | PROD,DE,AU,AAA,PK 6,2GSKT,TSTD | 445 | 10% | 400.5
Thermo Scientific | Sample Prep (Autotrace and ASE 150/350) | No | 060139 | PROD,DE,Au ON POLYESTER,PK 6,2GSKT,TSTD | 396 | 10% | 356.4
Thermo Scientific | Sample Prep (Autotrace and ASE 150/350) | No | 060140 | PROD,DE,AU,AAA,PK 24,8GSKT,TSTD | 1580 | 10% | 1422
Thermo Scientific | Sample Prep (Autotrace and ASE 150/350) | No | 060141 | PROD,GASKET,DE,2.0MIL,PKG/4 | 85.8 | 10% | 77.22
Thermo Scientific | Sample Prep (Autotrace and ASE 150/350) | No | 060142 | CarboPac PA20 Analytical Column, 3x150mm | 1870 | 10% | 1683
Thermo Scientific | Sample Prep (Autotrace and ASE 150/350) | No | 060144 | CarboPac PA20 Guard Column, 3x30mm | 611 | 10% | 549.9
Thermo Scientific | Sample Prep (Autotrace and ASE 150/350) | No | 060146 | Amino Trap Column, 3x30mm | 529 | 10% | 476.1
Thermo Scientific | Sample Prep (Autotrace and ASE 150/350) | No | 060174 | ASSY,KIT,TUBE,RINSE,SHORT,ASE1 | 538 | 10% | 484.2
Thermo Scientific | Sample Prep (Autotrace and ASE 150/350) | No | 060175 | ASSY,KIT,TUBE,RINSE,MED,ASE1 | 538 | 10% | 484.2
Thermo Scientific | Sample Prep (Autotrace and ASE 150/350) | No | 060176 | ASSY,KIT,TUBE,RINSE,LONG,ASE1 | 538 | 10% | 484.2
Thermo Scientific | Sample Prep (Autotrace and ASE 150/350) | No | 060216 | PROD,DE,AU ON POLYESTER,PK 24,8GSKT,TSTD | 1580 | 10% | 1422
Thermo Scientific | Sample Prep (Autotrace and ASE 150/350) | No | 060253 | PROD,CAFF,10ML,8X10ML | 221 | 10% | 198.9
Thermo Scientific | Sample Prep (Autotrace and ASE 150/350) | No | 060254 | PROD,NITRATE,10ML,6X10ML | 201 | 10% | 180.9
Thermo Scientific | Sample Prep (Autotrace and ASE 150/350) | No | 060258 | PROD,KIT,SIMULTANEOUS INJ,AS-DV/AS40 | 908 | 10% | 817.2
Thermo Scientific | Sample Prep (Autotrace and ASE 150/350) | No | 060270 | ASSY,BED SPRT,ATC-3/CP2 | 15.6 | 10% | 14.04
Thermo Scientific | Ion Chromatography (ICS 5000) | No | 060337 | PROD,RFC-30 | 6590 | 12% | 5799.2
Thermo Scientific | Sample Prep (Autotrace and ASE 150/350) | No | 060350 | PROD,S/W,PN6,HARDPROT UPGRD HNDLG | 460 | 10% | 414
Thermo Scientific | Ion Chromatography (ICS 5000) | No | 060358 | PROD,CELL,EC,DE,PE,BLK,LC10/20/30 | 1960 | 12% | 1724.8
Thermo Scientific | Sample Prep (Autotrace and ASE 150/350) | No | 060477 | CR-ATC Column | 1760 | 10% | 1584
Thermo Scientific | Sample Prep (Autotrace and ASE 150/350) | No | 060528 | BED SPRT,ZITEX,3/4/5MM,G-108 | 3.45 | 10% | 3.1
Thermo Scientific | Sample Prep (Autotrace and ASE 150/350) | No | 060549 | PROD,COL,IP,AS18,4X250MM | 1870 | 10% | 1683
Thermo Scientific | Sample Prep (Autotrace and ASE 150/350) | No | 060551 | PROD,COL,IP,AG18,4X50MM | 611 | 10% | 549.9
Thermo Scientific | Sample Prep (Autotrace and ASE 150/350) | No | 060553 | PROD,COL,IP,AS18,2X250MM | 1870 | 10% | 1683
Thermo Scientific | Sample Prep (Autotrace and ASE 150/350) | No | 060555 | PROD,COL,IP,AG18,2X50MM | 611 | 10% | 549.9
Thermo Scientific | Sample Prep (Autotrace and ASE 150/350) | No | 060557 | PROD,COL,IP,CS17,4X250MM | 1870 | 10% | 1683
Thermo Scientific | Sample Prep (Autotrace and ASE 150/350) | No | 060560 | PROD,COL,IP,CG17,4X50MM | 611 | 10% | 549.9
Thermo Scientific | Sample Prep (Autotrace and ASE 150/350) | No | 060561 | PROD,COL,IP,CS17,2X250MM | 1870 | 10% | 1683
Thermo Scientific | Sample Prep (Autotrace and ASE 150/350) | No | 060563 | PROD,COL,IP,CG17,2X50MM | 611 | 10% | 549.9
Thermo Scientific | Sample Prep (Autotrace and ASE 150/350) | No | 060684 | KIT,MSQ,MS,PMP,AUX CONE WASH | 6040 | 10% | 5436
Thermo Scientific | Sample Prep (Autotrace and ASE 150/350) | No | 060722 | PROD S-W CM SVR CLASS1-1TB | 2130 | 10% | 1917
Thermo Scientific | Sample Prep (Autotrace and ASE 150/350) | No | 060941 | FLTR,10ML,CWLL,ASE100,BOX/100 | 40 | 10% | 36
Thermo Scientific | Sample Prep (Autotrace and ASE 150/350) | No | 061400 | PROD,COL,TAC-ULP1 | 611 | 10% | 549.9
Thermo Scientific | Sample Prep (Autotrace and ASE 150/350) | No | 061687 | KIT,SEAL,CELL,CAP,PK,ASE3,PKG/50 | 384 | 10% | 345.6
Thermo Scientific | Ion Chromatography (ICS 5000) | No | 061879 | ELECTRODE ASSY, REF, AGCL | 607 | 12% | 534.16
Thermo Scientific | Sample Prep (Autotrace and ASE 150/350) | No | 062819 | PROD,CHEM,DIATOMACEOUS EARTH,ASE,1KG | 233 | 10% | 209.7
Thermo Scientific | Sample Prep (Autotrace and ASE 150/350) | No | 062878 | PROD,COL,IP,CS18,2X250MM | 1870 | 10% | 1683
Thermo Scientific | Sample Prep (Autotrace and ASE 150/350) | No | 062880 | PROD,COL,IP,CG18,2X50MM | 611 | 10% | 549.9
Thermo Scientific | Sample Prep (Autotrace and ASE 150/350) | No | 062885 | PROD,COL,IP,AS19,4X250MM | 1870 | 10% | 1683
Thermo Scientific | Sample Prep (Autotrace and ASE 150/350) | No | 062886 | IonPac AS19 Analytical column (2x250mm) | 1870 | 10% | 1683
Thermo Scientific | Sample Prep (Autotrace and ASE 150/350) | No | 062887 | PROD,COL,IP,AG19,4X50MM | 611 | 10% | 549.9
Thermo Scientific | Sample Prep (Autotrace and ASE 150/350) | No | 062888 | IonPac AG19 Guard Column (2 x 50 mm) | 611 | 10% | 549.9
Thermo Scientific | Sample Prep (Autotrace and ASE 150/350) | No | 062893 | PROD,COL,CRYPTAND,C1,4X35MM | 608 | 10% | 547.2
Thermo Scientific | Sample Prep (Autotrace and ASE 150/350) | No | 062895 | CarboPac PA200 Guard Column, 3x50mm | 611 | 10% | 549.9
Thermo Scientific | Sample Prep (Autotrace and ASE 150/350) | No | 062896 | CarboPac PA200 Trennsäule, 3x250mm | 1870 | 10% | 1683
Thermo Scientific | Sample Prep (Autotrace and ASE 150/350) | No | 062923 | Perchlorate Internal Std | 299 | 10% | 269.1
Thermo Scientific | Sample Prep (Autotrace and ASE 150/350) | No | 062948 | OnGuard II Na 1cc Pkg 48 | 325 | 10% | 292.5
Thermo Scientific | Sample Prep (Autotrace and ASE 150/350) | No | 062962 | OnGuard II Na 2.5cc Pkg 48 | 659 | 10% | 593.1
Thermo Scientific | Sample Prep (Autotrace and ASE 150/350) | No | 062964 | PROD,COL,IP,FAIIIA,3X250MM | 1870 | 10% | 1683
Thermo Scientific | Sample Prep (Autotrace and ASE 150/350) | No | 062966 | PROD,COL,IP,FAIIIA,3X50MM | 611 | 10% | 549.9
Thermo Scientific | Sample Prep (Autotrace and ASE 150/350) | No | 062983 | PROD,CRD200,4MM | 1250 | 10% | 1125
Thermo Scientific | Sample Prep (Autotrace and ASE 150/350) | No | 062986 | PROD,CRD200,2MM | 1250 | 10% | 1125
Thermo Scientific | Sample Prep (Autotrace and ASE 150/350) | No | 063003 | PROD,DE,AG,PK 6,2GSKT,TSTD | 396 | 10% | 356.4
Thermo Scientific | Sample Prep (Autotrace and ASE 150/350) | No | 063065 | IonPac AS20 Analyitcal Column, 2x250mm | 1870 | 10% | 1683
Thermo Scientific | Sample Prep (Autotrace and ASE 150/350) | No | 063066 | IonPac AG20 Guard Column, 2x50mm | 611 | 10% | 549.9
Thermo Scientific | Sample Prep (Autotrace and ASE 150/350) | No | 063079 | PROD,COL,IP,UTAC-LP1,4X35MM | 611 | 10% | 549.9
Thermo Scientific | Sample Prep (Autotrace and ASE 150/350) | No | 063092 | ASSY,LUER KIT | 8.5 | 10% | 7.65
Thermo Scientific | Sample Prep (Autotrace and ASE 150/350) | No | 063097 | IonPac AS7, Analytical Column, 2x250mm | 1870 | 10% | 1683
Thermo Scientific | Sample Prep (Autotrace and ASE 150/350) | No | 063099 | IonPac AG7, Guard Column, 2x50mm | 611 | 10% | 549.9
Thermo Scientific | Sample Prep (Autotrace and ASE 150/350) | No | 063148 | PROD,COL,IP,AS20,4X250MM | 1870 | 10% | 1683
Thermo Scientific | Sample Prep (Autotrace and ASE 150/350) | No | 063154 | PROD,COL,IP,AG20,4X50MM | 611 | 10% | 549.9
Thermo Scientific | Sample Prep (Autotrace and ASE 150/350) | No | 063210 | PROD,KEYBOARD AND MOUSE,WIRELESS | 281 | 10% | 252.9
Thermo Scientific | Sample Prep (Autotrace and ASE 150/350) | No | 063246 | CBL,USB2.0A<>B,3FT | 37.6 | 10% | 33.84
Thermo Scientific | Sample Prep (Autotrace and ASE 150/350) | No | 063459 | PROD,COL,IP,UTAC-XLP1,6X16MM | 790 | 10% | 711
Thermo Scientific | Sample Prep (Autotrace and ASE 150/350) | No | 063475 | PROD,COL,IP,UTAC-ULP1,5X23MM | 677 | 10% | 609.3
Thermo Scientific | Sample Prep (Autotrace and ASE 150/350) | No | 063518 | PROD,SEAL,WASH,EXT'L,DUAL,SERIAL,KIT | 292 | 10% | 262.8
Thermo Scientific | Sample Prep (Autotrace and ASE 150/350) | No | 063542 | PROD,THREONINE,8X1ML,OQ/PQ,KIT | 245 | 10% | 220.5
Thermo Scientific | Sample Prep (Autotrace and ASE 150/350) | No | 063606 | BED SPRT,6MM,EPM | 10.4 | 10% | 9.36
Thermo Scientific | Sample Prep (Autotrace and ASE 150/350) | No | 063688 | ASSY,BED SPRT,6MM | 58.8 | 10% | 52.92
Thermo Scientific | Ion Chromatography (ICS 5000) | No | 063698 | PROD,DE,AU,AAA,PK 3,1GSKT,TSTD | 257 | 12% | 226.16
Thermo Scientific | Ion Chromatography (ICS 5000) | No | 063722 | ED Electrode, AAA, with gasket ICS3/5 | 1550 | 12% | 1364
Thermo Scientific | Ion Chromatography (ICS 5000) | No | 063723 | ED Electrode, Au, Gasket, ICS3/5, 3mm | 1550 | 12% | 1364
Thermo Scientific | Ion Chromatography (ICS 5000) | No | 063725 | PROD,CD CELL,REMOTE,DC,ICS3/5 | 4510 | 12% | 3968.8
Thermo Scientific | Sample Prep (Autotrace and ASE 150/350) | No | 063783 | PROD,COL,IP,TCC-ULP1,5X23MM | 578 | 10% | 520.2
Thermo Scientific | Sample Prep (Autotrace and ASE 150/350) | No | 063889 | PROD,COL,IP,TCC-XLP1,6X16MM | 790 | 10% | 711
Thermo Scientific | Sample Prep (Autotrace and ASE 150/350) | No | 063955 | OnGuard II Ba/Ag/H 2.5cc | 867 | 10% | 780.3
Thermo Scientific | Sample Prep (Autotrace and ASE 150/350) | No | 063965 | PROD,RGNT,EL,AS22 | 128 | 10% | 115.2
Thermo Scientific | Sample Prep (Autotrace and ASE 150/350) | No | 063973 | AXP Auxiliary Pump | 6960 | 10% | 6264
Thermo Scientific | Sample Prep (Autotrace and ASE 150/350) | No | 064051 | PROD, AS-HV AUTOSAMPLER,AS-HV | 24400 | 10% | 21960
Thermo Scientific | Sample Prep (Autotrace and ASE 150/350) | No | 064052 | TRACE ANALYSIS,COVER,AS-HV | 3840 | 10% | 3456
Thermo Scientific | Sample Prep (Autotrace and ASE 150/350) | No | 064053 | FLASK,TISSUE CULT,NUNC,BOX OF 50 | 727 | 10% | 654.3
Thermo Scientific | Sample Prep (Autotrace and ASE 150/350) | No | 064135 | IonPac AG22 Guard Column, 2x50mm | 611 | 10% | 549.9
Thermo Scientific | Sample Prep (Autotrace and ASE 150/350) | No | 064137 | IonPac AS22 Analytical Column, 2x250mm | 1870 | 10% | 1683
Thermo Scientific | Sample Prep (Autotrace and ASE 150/350) | No | 064139 | IonPac AG22 Guard Column, 4x50mm | 611 | 10% | 549.9
Thermo Scientific | Sample Prep (Autotrace and ASE 150/350) | No | 064141 | IonPac AS22 Analytical Column, 4x250mm | 1870 | 10% | 1683
Thermo Scientific | Sample Prep (Autotrace and ASE 150/350) | No | 064143 | PROD,COL,IP,AG23,2X50MM | 611 | 10% | 549.9
Thermo Scientific | Sample Prep (Autotrace and ASE 150/350) | No | 064145 | PROD,COL,IP,AS23,2X250MM | 1870 | 10% | 1683
Thermo Scientific | Sample Prep (Autotrace and ASE 150/350) | No | 064147 | PROD,COL,IP,AG23,4X50MM | 611 | 10% | 549.9
Thermo Scientific | Sample Prep (Autotrace and ASE 150/350) | No | 064149 | PROD,COL,IP,AS23,4X250MM | 1870 | 10% | 1683
Thermo Scientific | Sample Prep (Autotrace and ASE 150/350) | No | 064151 | PROD,COL,IP,AG24,2X50MM | 611 | 10% | 549.9
Thermo Scientific | Sample Prep (Autotrace and ASE 150/350) | No | 064153 | PROD,COL,IP,AS24,2X250MM | 1870 | 10% | 1683
Thermo Scientific | Sample Prep (Autotrace and ASE 150/350) | No | 064161 | PROD,RGNT,EL,AS23 | 128 | 10% | 115.2
Thermo Scientific | Ion Chromatography (ICS 5000) | No | 064167 | PROD,FLOW CELL,S-PREP,PK | 3480 | 12% | 3062.4
Thermo Scientific | Ion Chromatography (ICS 5000) | No | 064168 | PROD,FLOW CELL,S-MICRO,SST | 3210 | 12% | 2824.8
Thermo Scientific | Sample Prep (Autotrace and ASE 150/350) | No | 064198 | PROD,COL,IP,ICE-AS1,4X250MM | 1630 | 10% | 1467
Thermo Scientific | Sample Prep (Autotrace and ASE 150/350) | No | 064232 | ASSY,CAP/SEPTA,22MM,250ML,72 PAK, AS-HV | 735 | 10% | 661.5
Thermo Scientific | Sample Prep (Autotrace and ASE 150/350) | No | 064233 | SAMPLE RACK 250ML NUNC 24 POS,AS-HV | 586 | 10% | 527.4
Thermo Scientific | Sample Prep (Autotrace and ASE 150/350) | No | 064234 | SAMPLE RACK 250ML NALGENE 15 POS,AS-HV | 611 | 10% | 549.9
Thermo Scientific | Sample Prep (Autotrace and ASE 150/350) | No | 064235 | FLASKS,CAPS,250ML NUNC,(50PK)AS-HV | 638 | 10% | 574.2
Thermo Scientific | Sample Prep (Autotrace and ASE 150/350) | No | 064236 | BOTTLE,250ML,NALGENE,BOX OF 72,AS-HV | 436 | 10% | 392.4
Thermo Scientific | Sample Prep (Autotrace and ASE 150/350) | No | 064252 | STANDARDS RACK 6 POS,AS-HV | 323 | 10% | 290.7
Thermo Scientific | Sample Prep (Autotrace and ASE 150/350) | No | 064256 | SEPTA,XCUT,22MM,250ML NALGENE BTL,72PK | 247 | 10% | 222.3
Thermo Scientific | Sample Prep (Autotrace and ASE 150/350) | No | 064257 | SEPTA,XCUT,24/24.5MM, NUNC FLASK,50PAK | 136 | 10% | 122.4
Thermo Scientific | Ion Chromatography (ICS 5000) | No | 064377 | PROD,VWD-IC,1 CHANNEL | 11700 | 12% | 10296
Thermo Scientific | Sample Prep (Autotrace and ASE 150/350) | No | 064440 | PROD,DE,PT,PK 6,2GSKT,TSTD | 603 | 10% | 542.7
Thermo Scientific | Sample Prep (Autotrace and ASE 150/350) | No | 064498 | SMPL RACK,21 POS,30MM OD,AS-HV | 135 | 10% | 121.5
Thermo Scientific | Sample Prep (Autotrace and ASE 150/350) | No | 064499 | SMPL RACK,24 POS,24MM OD,RD.,AS-HV | 135 | 10% | 121.5
Thermo Scientific | Sample Prep (Autotrace and ASE 150/350) | No | 064500 | SMPL RACK,40 POS,20MM OD,RD.,AS-HV | 135 | 10% | 121.5
Thermo Scientific | Sample Prep (Autotrace and ASE 150/350) | No | 064506 | PROD,SYRINGE PUMP,10ML&VALVE,KIT | 6810 | 10% | 6129
Thermo Scientific | Sample Prep (Autotrace and ASE 150/350) | No | 064507 | PROD,PUMP,AXP W/SHIPKIT,AS-HV | 6620 | 10% | 5958
Thermo Scientific | Sample Prep (Autotrace and ASE 150/350) | No | 064508 | PROD,PUMP,EXTERNAL PERISTALTIC,KIT AS-HV | 3360 | 10% | 3024
Thermo Scientific | Sample Prep (Autotrace and ASE 150/350) | No | 064557 | PROD,CSRS300,2MM | 1310 | 10% | 1179
Thermo Scientific | Sample Prep (Autotrace and ASE 150/350) | No | 064634 | TAPE,DUAL LOCK,3M,SJ-4570,0.5inX1in,4EA | 6.95 | 10% | 6.25
Thermo Scientific | Sample Prep (Autotrace and ASE 150/350) | No | 064637 | PROD,MEM,CRD 300,4MM | 1300 | 10% | 1170
Thermo Scientific | Sample Prep (Autotrace and ASE 150/350) | No | 064638 | PROD,MEM,CRD 300,2MM | 1300 | 10% | 1170
Thermo Scientific | Sample Prep (Autotrace and ASE 150/350) | No | 064755 | PROD,COL,IP,ATC-HC,BORATE FORM,9X75MM | 677 | 10% | 609.3
Thermo Scientific | Sample Prep (Autotrace and ASE 150/350) | No | 064826 | RACK,SAMPLE 125ML,NALGENE BOTTLES | 875 | 10% | 787.5
Thermo Scientific | Sample Prep (Autotrace and ASE 150/350) | No | 064905 | PROD,MEM,CRD 300,4MM,PERISTALTIC PMP | 4600 | 10% | 4140
Thermo Scientific | Sample Prep (Autotrace and ASE 150/350) | No | 064906 | PROD,MEM,CRD 300,2MM,PERISTALTIC PMP | 4010 | 10% | 3609
Thermo Scientific | Sample Prep (Autotrace and ASE 150/350) | No | 064911 | KIT,PERISTALTIC PUMP | 523 | 10% | 470.7
Thermo Scientific | Sample Prep (Autotrace and ASE 150/350) | No | 064926 | ASSY,COL,RFIC-ER,CAT-ER2 | 118 | 10% | 106.2
Thermo Scientific | Sample Prep (Autotrace and ASE 150/350) | No | 064959 | ASSY,COL,RFIC-ER,AEP-ER1 | 422 | 10% | 379.8
Thermo Scientific | Sample Prep (Autotrace and ASE 150/350) | No | 064970 | ASSY,COL,RFIC-ER,CEP-ER1 | 379 | 10% | 341.1
Thermo Scientific | Sample Prep (Autotrace and ASE 150/350) | No | 066050 | PROD,ASE350 | 59500 | 10% | 53550
Thermo Scientific | Sample Prep (Autotrace and ASE 150/350) | No | 066057 | ASSY,SKIRT,CELL TRAY,ASE350 | 574 | 10% | 516.6
Thermo Scientific | Sample Prep (Autotrace and ASE 150/350) | No | 066262 | PROD,CONS,CR-CTC II | 1760 | 10% | 1584
Thermo Scientific | Sample Prep (Autotrace and ASE 150/350) | No | 066294 | PROD,COL,IP,AS17-C,4X250MM | 1870 | 10% | 1683
Thermo Scientific | Sample Prep (Autotrace and ASE 150/350) | No | 066295 | PROD,COL,IP,AG17-C,4X50MM | 611 | 10% | 549.9
Thermo Scientific | Sample Prep (Autotrace and ASE 150/350) | No | 066296 | PROD,COL,IP,AS17-C,2X250MM | 1870 | 10% | 1683
Thermo Scientific | Sample Prep (Autotrace and ASE 150/350) | No | 066297 | PROD,COL,IP,AG17-C,2X50MM | 611 | 10% | 549.9
Thermo Scientific | Sample Prep (Autotrace and ASE 150/350) | No | 066330 | WELL-CAPS,96-SQUARE,2.0ML,SILICONE,10 PK | 228 | 10% | 205.2
Thermo Scientific | Sample Prep (Autotrace and ASE 150/350) | No | 066332 | WELL-PLATE,96-WELL,0.5ML,PP,10 PK | 182 | 10% | 163.8
Thermo Scientific | Sample Prep (Autotrace and ASE 150/350) | No | 066333 | WELL-PLATE,96 WELLS V,0.45ML,PP,20PK | 362 | 10% | 325.8
Thermo Scientific | Sample Prep (Autotrace and ASE 150/350) | No | 066334 | WELL-PLATE,96-WELLSINUIN,2.0ML,PP,5 PACK | 108 | 10% | 97.2
Thermo Scientific | Sample Prep (Autotrace and ASE 150/350) | No | 066335 | WELL-CAPS,96-ROUND,0.5ML,SILICONE,10 PK | 33 | 10% | 29.7
Thermo Scientific | Ion Chromatography (ICS 5000) | No | 066342 | KIT,AUTOPREP,LOOPS | 914 | 12% | 804.32
Thermo Scientific | Ion Chromatography (ICS 5000) | No | 066343 | PROD,AM,AUTOPREP | 7090 | 12% | 6239.2
Thermo Scientific | Ion Chromatography (ICS 5000) | No | 066346 | CELL,11UL,PEEK,10MM,VWD-LC (ANALYT) | 2330 | 12% | 2050.4
Thermo Scientific | Sample Prep (Autotrace and ASE 150/350) | No | 066392 | ADPRT,VIAL,60ML,ASE150 | 331 | 10% | 297.9
Thermo Scientific | Ion Chromatography (ICS 5000) | No | 066463 | PROD,PKG,VP,VACCUM PUMP | 5110 | 12% | 4496.8
Thermo Scientific | Sample Prep (Autotrace and ASE 150/350) | No | 066480 | PROD,DE,AU ON PTFE,PK6,6GSK | 733 | 10% | 659.7
Thermo Scientific | Sample Prep (Autotrace and ASE 150/350) | No | 067033 | PNL,DEVICE,SP,VERT | 717 | 10% | 645.3
Thermo Scientific | Sample Prep (Autotrace and ASE 150/350) | No | 067372 | TUBE,RINSE,ASE 350 | 353 | 10% | 317.7
Thermo Scientific | Sample Prep (Autotrace and ASE 150/350) | No | 067431 | KIT,CABLE,ASE350 | 1610 | 10% | 1449
Thermo Scientific | Sample Prep (Autotrace and ASE 150/350) | No | 067789 | PROD,RFIC-ER,INSTALL,CATION,NO CONC | 2630 | 10% | 2367
Thermo Scientific | Sample Prep (Autotrace and ASE 150/350) | No | 067791 | PROD,RFIC-ER,CONS KIT,ANION | 1910 | 10% | 1719
Thermo Scientific | Sample Prep (Autotrace and ASE 150/350) | No | 067796 | BTL,4L,RFIC3 | 80.7 | 10% | 72.63
Thermo Scientific | Sample Prep (Autotrace and ASE 150/350) | No | 067797 | PROD,RFIC-ER,STARTUP,ANION | 3290 | 10% | 2961
Thermo Scientific | Sample Prep (Autotrace and ASE 150/350) | No | 067798 | PROD,RFIC-ER,STARTUP,CATION | 3220 | 10% | 2898
Thermo Scientific | Sample Prep (Autotrace and ASE 150/350) | No | 067803 | ASSY,COL,RFIC-ER,ER3A/ER3B,CATION | 513 | 10% | 461.7
Thermo Scientific | Sample Prep (Autotrace and ASE 150/350) | No | 067842 | PROD,COL,IP,ICE-AS1,4X50MM | 542 | 10% | 487.8
Thermo Scientific | Sample Prep (Autotrace and ASE 150/350) | No | 067950 | TUBING,.040X.062X37 HASTELLOY | 310 | 10% | 279
Thermo Scientific | Sample Prep (Autotrace and ASE 150/350) | No | 067967 | HTR ASSY,TOP PLATE,ASE150/350 | 960 | 10% | 864
Thermo Scientific | Sample Prep (Autotrace and ASE 150/350) | No | 068074 | ASSY,RINSE TUBE,ASE 350 | 369 | 10% | 332.1
Thermo Scientific | Sample Prep (Autotrace and ASE 150/350) | No | 068075 | FUNNEL,CELL,5-22 ML,ASE | 262 | 10% | 235.8
Thermo Scientific | Sample Prep (Autotrace and ASE 150/350) | No | 068076 | FUNNEL,CELL,1 ML,ASE | 197 | 10% | 177.3
Thermo Scientific | Sample Prep (Autotrace and ASE 150/350) | No | 068077 | ASSY,BOTTLE CAP,ASE SOLV CONT,GRAY | 312 | 10% | 280.8
Thermo Scientific | Sample Prep (Autotrace and ASE 150/350) | No | 068085 | PROD, 1 CELL,SST,1 ML, ASE350 | 730 | 10% | 657
Thermo Scientific | Sample Prep (Autotrace and ASE 150/350) | No | 068086 | PROD, 1 CELL,SST,5 ML, ASE350 | 730 | 10% | 657
Thermo Scientific | Sample Prep (Autotrace and ASE 150/350) | No | 068087 | PROD, 1 CELL,SST,10 ML, ASE350 | 730 | 10% | 657
Thermo Scientific | Sample Prep (Autotrace and ASE 150/350) | No | 068088 | PROD, 1 CELL,SST,22 ML, ASE350 | 730 | 10% | 657
Thermo Scientific | Sample Prep (Autotrace and ASE 150/350) | No | 068089 | PROD, 1 CELL,SST,34 ML, ASE350 | 730 | 10% | 657
Thermo Scientific | Sample Prep (Autotrace and ASE 150/350) | No | 068090 | PROD, 1 CELL,SST,66 ML, ASE350 | 730 | 10% | 657
Thermo Scientific | Sample Prep (Autotrace and ASE 150/350) | No | 068091 | PROD, 1 CELL,SST,100 ML, ASE350 | 730 | 10% | 657
Thermo Scientific | Sample Prep (Autotrace and ASE 150/350) | No | 068092 | 100 glass fiber filters-sml vol cells | 60.6 | 10% | 54.54
Thermo Scientific | Sample Prep (Autotrace and ASE 150/350) | No | 068093 | FLTR,27MM,CELLULOSE,ASE350,PK/100 | 37.9 | 10% | 34.11
Thermo Scientific | Sample Prep (Autotrace and ASE 150/350) | No | 068095 | PROD, 6 CELL,SST,1 ML, ASE350 | 4070 | 10% | 3663
Thermo Scientific | Sample Prep (Autotrace and ASE 150/350) | No | 068096 | PROD, 6 CELL,SST,5 ML, ASE350 | 4070 | 10% | 3663
Thermo Scientific | Sample Prep (Autotrace and ASE 150/350) | No | 068097 | PROD, 6 CELL,SST,10 ML, ASE350 | 4070 | 10% | 3663
Thermo Scientific | Sample Prep (Autotrace and ASE 150/350) | No | 068098 | PROD, 6 CELL,SST,22 ML, ASE350 | 4090 | 10% | 3681
Thermo Scientific | Sample Prep (Autotrace and ASE 150/350) | No | 068099 | PROD, 6 CELL,SST,34 ML, ASE350 | 4090 | 10% | 3681
Thermo Scientific | Sample Prep (Autotrace and ASE 150/350) | No | 068100 | PROD, 6 CELL,SST,66 ML, ASE350 | 4090 | 10% | 3681
Thermo Scientific | Sample Prep (Autotrace and ASE 150/350) | No | 068101 | PROD, 6 CELL,SST,100 ML, ASE350 | 4070 | 10% | 3663
Thermo Scientific | Sample Prep (Autotrace and ASE 150/350) | No | 068102 | PROD, 1 CELL, ZR, 66 ML, ASE350 | 1850 | 10% | 1665
Thermo Scientific | Sample Prep (Autotrace and ASE 150/350) | No | 068103 | PROD, 1 CELL, ZR, 100 ML, ASE350 | 2020 | 10% | 1818
Thermo Scientific | Sample Prep (Autotrace and ASE 150/350) | No | 068104 | PROD, 3 CELL, ZR, 66 ML, ASE350 | 5320 | 10% | 4788
Thermo Scientific | Sample Prep (Autotrace and ASE 150/350) | No | 068105 | PROD, 3 CELL, ZR, 100 ML, ASE350 | 7510 | 10% | 6759
Thermo Scientific | Sample Prep (Autotrace and ASE 150/350) | No | 068106 | PROD, ENDCAP, PKG/2,SST,ASE350 | 717 | 10% | 645.3
Thermo Scientific | Sample Prep (Autotrace and ASE 150/350) | No | 068107 | PROD, ENDCAP, PKG/2, ZR, ASE350 | 1430 | 10% | 1287
Thermo Scientific | Sample Prep (Autotrace and ASE 150/350) | No | 068115 | KIT,STATIC VALVE REPAIR,ASE | 628 | 10% | 565.2
Thermo Scientific | Sample Prep (Autotrace and ASE 150/350) | No | 068116 | KIT,TOOL,STATIC VALVE,ASE | 2270 | 10% | 2043
Thermo Scientific | Sample Prep (Autotrace and ASE 150/350) | No | 068119 | HOLDER,STATIC VALVE,ASE | 98.5 | 10% | 88.65
Thermo Scientific | Sample Prep (Autotrace and ASE 150/350) | No | 068126 | PROD,N2 GENERATOR 18LA,MS | 17600 | 10% | 15840
Thermo Scientific | Sample Prep (Autotrace and ASE 150/350) | No | 068202 | ASSY,COL,RFIC-ER,ER3A/ER3B,ANION | 925 | 10% | 832.5
Thermo Scientific | Sample Prep (Autotrace and ASE 150/350) | No | 068247 | PROD,HEAT XCHANGER,ASE150/350 | 2360 | 10% | 2124
Thermo Scientific | Sample Prep (Autotrace and ASE 150/350) | No | 068254 | PROD,KIT,START UP,ASE350,SMALL VOL | 1400 | 10% | 1260
Thermo Scientific | Sample Prep (Autotrace and ASE 150/350) | No | 068255 | PROD,KIT,START UP,ASE350,34ML | 1090 | 10% | 981
Thermo Scientific | Sample Prep (Autotrace and ASE 150/350) | No | 068256 | PROD,KIT,START UP,ASE350,LARGE VOL | 592 | 10% | 532.8
Thermo Scientific | Sample Prep (Autotrace and ASE 150/350) | No | 068257 | KIT,SEAL,CELL,CAP,PEEK,ASE350,PKG/10 | 215 | 10% | 193.5
Thermo Scientific | Sample Prep (Autotrace and ASE 150/350) | No | 068260 | PROD FRIT,15 MICRON,DIONIUM,10EA,ASE350 | 805 | 10% | 724.5
Thermo Scientific | Sample Prep (Autotrace and ASE 150/350) | No | 068261 | PROD,BODY,CELL,SST,1ML,ASE350 | 396 | 10% | 356.4
Thermo Scientific | Sample Prep (Autotrace and ASE 150/350) | No | 068262 | PROD,BODY,CELL,SST,5ML,ASE350 | 396 | 10% | 356.4
Thermo Scientific | Sample Prep (Autotrace and ASE 150/350) | No | 068263 | PROD,BODY,CELL,SST,10ML,ASE350 | 396 | 10% | 356.4
Thermo Scientific | Sample Prep (Autotrace and ASE 150/350) | No | 068264 | PROD,BODY,CELL,SST,22ML,ASE350 | 396 | 10% | 356.4
Thermo Scientific | Sample Prep (Autotrace and ASE 150/350) | No | 068265 | PROD,BODY,CELL,DIONIUM,66ML,ASE350 | 653 | 10% | 587.7
Thermo Scientific | Sample Prep (Autotrace and ASE 150/350) | No | 068266 | PROD,BODY,CELL,DIONIUM,100ML,ASE350 | 854 | 10% | 768.6
Thermo Scientific | Sample Prep (Autotrace and ASE 150/350) | No | 068474 | PROD,CRD300 2MM W/VP10 VACUUM PUMP | 4610 | 10% | 4149
Thermo Scientific | Sample Prep (Autotrace and ASE 150/350) | No | 068507 | PROD,ACID DRAIN KIT,ASE PREP CR | 50.1 | 10% | 45.09
Thermo Scientific | Sample Prep (Autotrace and ASE 150/350) | No | 068541 | KIT,AE WHEEL EXTENSIONS | 4690 | 10% | 4221
Thermo Scientific | Sample Prep (Autotrace and ASE 150/350) | No | 068544 | ASSY,BLOWER,AE | 2740 | 10% | 2466
Thermo Scientific | Sample Prep (Autotrace and ASE 150/350) | No | 068546 | ASSY,GAS PURGE,AE | 10600 | 10% | 9540
Thermo Scientific | Sample Prep (Autotrace and ASE 150/350) | No | 068564 | KIT, SENSOR, FLOW, SENSIRION | 7400 | 10% | 6660
Thermo Scientific | Sample Prep (Autotrace and ASE 150/350) | No | 068566 | ASSY, VIAL COOLER | 5080 | 10% | 4572
Thermo Scientific | Sample Prep (Autotrace and ASE 150/350) | No | 068567 | KIT, SENSOR, PRESSURE,0-1000PSI | 2050 | 10% | 1845
Thermo Scientific | Sample Prep (Autotrace and ASE 150/350) | No | 068572 | KIT,THRML CNTRL,PCA SP-A2,CBLS | 1860 | 10% | 1674
Thermo Scientific | Sample Prep (Autotrace and ASE 150/350) | No | 068573 | KIT, TTL/RLY PCB, CABLES | 3380 | 10% | 3042
Thermo Scientific | Sample Prep (Autotrace and ASE 150/350) | No | 068598 | PROD,COL,CRC,2X15MM | 386 | 10% | 347.4
Thermo Scientific | Ion Chromatography (ICS 5000) | No | 068661 | KIT, DUAL SEAL WASH | 882 | 12% | 776.16
Thermo Scientific | Sample Prep (Autotrace and ASE 150/350) | No | 068668 | ASSY,COIL,DAMPER,PUMP,ICS5000 | 553 | 10% | 497.7
Thermo Scientific | Sample Prep (Autotrace and ASE 150/350) | No | 068851 | PLATE,COVER,OVAL,AS-DV | 419 | 10% | 377.1
Thermo Scientific | Sample Prep (Autotrace and ASE 150/350) | No | 068854 | CBL ASSY,ARM LIMIT SNSR,AS-DV | 297 | 10% | 267.3
Thermo Scientific | Sample Prep (Autotrace and ASE 150/350) | No | 068859 | MOTOR ASSY,ARM,AS-DV | 568 | 10% | 511.2
Thermo Scientific | Sample Prep (Autotrace and ASE 150/350) | No | 068864 | KIT,CBL,AS-DV | 477 | 10% | 429.3
Thermo Scientific | Sample Prep (Autotrace and ASE 150/350) | No | 068871 | COVER,TOP,AS-DV | 831 | 10% | 747.9
Thermo Scientific | Sample Prep (Autotrace and ASE 150/350) | No | 068874 | BRKT,SNSR,RX,TX,AS-DV | 454 | 10% | 408.6
Thermo Scientific | Sample Prep (Autotrace and ASE 150/350) | No | 068875 | BLOCK,MOUNTING,AS-DV | 904 | 10% | 813.6
Thermo Scientific | Sample Prep (Autotrace and ASE 150/350) | No | 068887 | ASSY,SHIPKIT,AS-DV | 593 | 10% | 533.7
Thermo Scientific | Sample Prep (Autotrace and ASE 150/350) | No | 068888 | ASSY,AS-DV | 17400 | 10% | 15660
Thermo Scientific | Sample Prep (Autotrace and ASE 150/350) | No | 068907 | PROD,AS-DV | 11800 | 10% | 10620
Thermo Scientific | Sample Prep (Autotrace and ASE 150/350) | No | 068908 | PROD,AS-DV W/ 0.5 ML VIAL ADAPTORS | 12000 | 10% | 10800
Thermo Scientific | Sample Prep (Autotrace and ASE 150/350) | No | 068920 | ASSY,KIT,VLV,6 PORT,AS-DV | 4630 | 10% | 4167
Thermo Scientific | Sample Prep (Autotrace and ASE 150/350) | No | 068921 | ASSY,KIT,VLV,10 PORT,AS-DV | 4120 | 10% | 3708
Thermo Scientific | Sample Prep (Autotrace and ASE 150/350) | No | 068947 | TRAY,SAMPLE,5.0ML VIAL,AS-DV | 176 | 10% | 158.4
Thermo Scientific | Sample Prep (Autotrace and ASE 150/350) | No | 068948 | TRAY,SAMPLE,0.5ML VIAL,AS-DV | 172 | 10% | 154.8
Thermo Scientific | Sample Prep (Autotrace and ASE 150/350) | No | 069070 | PROD,AE,ENCL,SST,INTG | 61000 | 10% | 54900
Thermo Scientific | Sample Prep (Autotrace and ASE 150/350) | No | 069075 | PROD,LE,ENCL,SST,INTG | 26200 | 10% | 23580
Thermo Scientific | Sample Prep (Autotrace and ASE 150/350) | No | 069076 | PROD,SP1,CONC,PEEK,EXTERNAL | 70700 | 10% | 63630
Thermo Scientific | Sample Prep (Autotrace and ASE 150/350) | No | 069079 | PROD,SP2,DILUTION,PEEK,EXTERNAL | 66700 | 10% | 60030
Thermo Scientific | Sample Prep (Autotrace and ASE 150/350) | No | 069082 | PROD,SPX,EXTERNAL,VERT | 44900 | 10% | 40410
Thermo Scientific | Sample Prep (Autotrace and ASE 150/350) | No | 069084 | PROD,SPX,INTERNAL,HORIZ | 42200 | 10% | 37980
Thermo Scientific | Sample Prep (Autotrace and ASE 150/350) | No | 069090 | PROD,SS,ENCL,1 VLV,PEEK,17 PORT,EXTERNAL | 36500 | 10% | 32850
Thermo Scientific | Sample Prep (Autotrace and ASE 150/350) | No | 069093 | ASSY,AIR COND & HEATER & CNTRLR,240VAC | 20800 | 10% | 18720
Thermo Scientific | Sample Prep (Autotrace and ASE 150/350) | No | 069094 | KIT,INSTALL,+DISPLAY,-CPU,AE | 16700 | 10% | 15030
Thermo Scientific | Sample Prep (Autotrace and ASE 150/350) | No | 069095 | PROD,SS,ENCL,1 VLV,PEEK,17 PORT,INT | 35400 | 10% | 31860
Thermo Scientific | Sample Prep (Autotrace and ASE 150/350) | No | 069103 | PANEL,OPTN,PMP/VLV,SP,INTEGRAL | 181 | 10% | 162.9
Thermo Scientific | Ion Chromatography (ICS 5000) | No | 069116 | PROD,VWD-IC, 2G, 1 CHANNEL | 14200 | 12% | 12496
Thermo Scientific | Ion Chromatography (ICS 5000) | No | 069117 | PROD,VWD-IC, 2G, 4 CHANNEL | 17300 | 12% | 15224
Thermo Scientific | Sample Prep (Autotrace and ASE 150/350) | No | 069184 | BTL,NOWPAK,20L,PE | 1490 | 10% | 1341
Thermo Scientific | Sample Prep (Autotrace and ASE 150/350) | No | 069207 | ASSY,BASE,DIL VSL | 2500 | 10% | 2250
Thermo Scientific | Sample Prep (Autotrace and ASE 150/350) | No | 069336 | PROD,DE,CARBON,PEEK,PK6,6GSKT,TSTD | 630 | 10% | 567
Thermo Scientific | Sample Prep (Autotrace and ASE 150/350) | No | 069339 | GASKET,DE,1.0MIL PEI | 65.5 | 10% | 58.95
Thermo Scientific | Sample Prep (Autotrace and ASE 150/350) | No | 069406 | PROD,RGNT,MCAA-2-13C,1000UG/ML,1ML/1VIAL | 501 | 10% | 450.9
Thermo Scientific | Sample Prep (Autotrace and ASE 150/350) | No | 069407 | PROD,RGNT,MBAA-1-13C,1000UG/ML.1ML/1VIAL | 501 | 10% | 450.9
Thermo Scientific | Sample Prep (Autotrace and ASE 150/350) | No | 069408 | PROD,RGNT,DCAA-2-13C,1000UG/ML/1VIAL | 479 | 10% | 431.1
Thermo Scientific | Sample Prep (Autotrace and ASE 150/350) | No | 069409 | PROD,RGNT,TCAA-2-13C,1000UG/ML,1ML/1VIAL | 501 | 10% | 450.9
Thermo Scientific | Sample Prep (Autotrace and ASE 150/350) | No | 069414 | TUBING,PERISTALTIC,SANTOPRENE,30CM | 28 | 10% | 25.2
Thermo Scientific | Sample Prep (Autotrace and ASE 150/350) | No | 069472 | KIT,VALVE,6-PORT,AUXILIARY,ICS-11/16/21 | 3020 | 10% | 2718
Thermo Scientific | Sample Prep (Autotrace and ASE 150/350) | No | 069473 | KIT,VALVE,10-PORT,AUXILIARY,ICS-11/16/21 | 3160 | 10% | 2844
Thermo Scientific | Sample Prep (Autotrace and ASE 150/350) | No | 069564 | ASSY,HTR,COL,ICS1100/1600/2100 | 2000 | 10% | 1800
Thermo Scientific | Ion Chromatography | No | 069571 | PROD,ICS-1100,LED | 17444.35 | 8% | 16048.8
Thermo Scientific | Sample Prep (Autotrace and ASE 150/350) | No | 069575 | PROD,ICS-1600,LCD,HTR,DG | 23200 | 10% | 20880
Thermo Scientific | Sample Prep (Autotrace and ASE 150/350) | No | 069593 | KIT,DEGAS,SYSTEC | 10300 | 10% | 9270
Thermo Scientific | Sample Prep (Autotrace and ASE 150/350) | No | 069605 | KIT,MOUNTING,SP/AE | 674 | 10% | 606.6
Thermo Scientific | Sample Prep (Autotrace and ASE 150/350) | No | 069607 | KIT,TTL/RELAY I/O PCB & 2M CBLS ONLY,SP | 2250 | 10% | 2025
Thermo Scientific | Sample Prep (Autotrace and ASE 150/350) | No | 069611 | KIT,WALL MOUNT BRACKET,SP/SS | 604 | 10% | 543.6
Thermo Scientific | Sample Prep (Autotrace and ASE 150/350) | No | 069877 | RACK,8 VIAL,AS-AP | 181 | 10% | 162.9
Thermo Scientific | Sample Prep (Autotrace and ASE 150/350) | No | 070063 | ASSY,HTR,COL,ICS11/16/21,TSTD | 2160 | 10% | 1944
Thermo Scientific | Sample Prep (Autotrace and ASE 150/350) | No | 070208 | PROD,VLV,RHEO,2/10,TITAN-HP,PK | 3170 | 10% | 2853
Thermo Scientific | Sample Prep (Autotrace and ASE 150/350) | No | 070209 | PROD,VLV,RHEO,2/6,TITAN-HP,PK | 2920 | 10% | 2628
Thermo Scientific | Sample Prep (Autotrace and ASE 150/350) | No | 070268 | DISKS,SAMPLE INPUT LINES,AUTOTRACE | 1240 | 10% | 1116
Thermo Scientific | Sample Prep (Autotrace and ASE 150/350) | No | 070421 | 284 REGULATOR-AIR, 1/8 NPT, 0-60 PSI, PL | 133 | 10% | 119.7
Thermo Scientific | Ion Chromatography (ICS 5000) | No | 070510 | KIT,CARBO REMOVAL ACCESORY,ICS3 SP | 8020 | 12% | 7057.6
Thermo Scientific | Sample Prep (Autotrace and ASE 150/350) | No | 070579 | SYRINGE,10ML,GUIDED,AUTOTRACE | 742 | 10% | 667.8
Thermo Scientific | Sample Prep (Autotrace and ASE 150/350) | No | 071056 | 15mL Conical Tubes 12pk | 664 | 10% | 597.6
Thermo Scientific | Sample Prep (Autotrace and ASE 150/350) | No | 071057 | KIT,REPL,3ML O-RING, BAG OF 6,AUTOTRACE | 271 | 10% | 243.9
Thermo Scientific | Sample Prep (Autotrace and ASE 150/350) | No | 071059 | KIT,REPL,DISK O-RING,47MM, 6/BAG,AT | 468 | 10% | 421.2
Thermo Scientific | Sample Prep (Autotrace and ASE 150/350) | No | 071060 | KIT,REPL, 6ML O-RING, BAG OF 6,AT | 429 | 10% | 386.1
Thermo Scientific | Sample Prep (Autotrace and ASE 150/350) | No | 071068 | ASSY,RACK,GC VIAL,11mm | 759 | 10% | 683.1
Thermo Scientific | Sample Prep (Autotrace and ASE 150/350) | No | 071069 | Elut Rack 15 mL Con Tubes | 632 | 10% | 568.8
Thermo Scientific | Sample Prep (Autotrace and ASE 150/350) | No | 071070 | Elut Rack 16x100mm T T | 954 | 10% | 858.6
Thermo Scientific | Sample Prep (Autotrace and ASE 150/350) | No | 071071 | RACK,ELUTION,17X60mm,TFE COATED | 532 | 10% | 478.8
Thermo Scientific | Ion Chromatography (ICS 5000) | No | 071072 | Elut Rack 4mL Scrw Cp Vls | 954 | 12% | 839.52
Thermo Scientific | Sample Prep (Autotrace and ASE 150/350) | No | 071085 | RACK,GLASS BOTTLE,1 L, TFE COATED | 326 | 10% | 293.4
Thermo Scientific | Sample Prep (Autotrace and ASE 150/350) | No | 071174 | RING,RETAINING,EXT,1.812 ID,SS | 46.8 | 10% | 42.12
Thermo Scientific | Sample Prep (Autotrace and ASE 150/350) | No | 071333 | Smpl Rack AutoTrace 280 | 838 | 10% | 754.2
Thermo Scientific | Sample Prep (Autotrace and ASE 150/350) | No | 071385 | AutoTrace 280 SPE System, 6mL Plungers | 57000 | 10% | 51300
Thermo Scientific | Sample Prep (Autotrace and ASE 150/350) | No | 071386 | AT280 47mm Dsk | 71800 | 10% | 64620
Thermo Scientific | Sample Prep (Autotrace and ASE 150/350) | No | 071397 | PROD,ASE PREP CR,H+FORM | 93.7 | 10% | 84.33
Thermo Scientific | Sample Prep (Autotrace and ASE 150/350) | No | 071525 | CBL ASSY,VLV,MULTIPORT,AT280 | 136 | 10% | 122.4
Thermo Scientific | Sample Prep (Autotrace and ASE 150/350) | No | 071529 | PUMP ASSY,50UL,AT250 | 3560 | 10% | 3204
Thermo Scientific | Sample Prep (Autotrace and ASE 150/350) | No | 071530 | PUMP ASSY,100UL,AT250 | 5070 | 10% | 4563
Thermo Scientific | Sample Prep (Autotrace and ASE 150/350) | No | 071531 | CBL ASSY,SW,COLUMN SNSR,AT280 | 325 | 10% | 292.5
Thermo Scientific | Sample Prep (Autotrace and ASE 150/350) | No | 071532 | CBL ASSY,LED,COLUMN SNSR,AT280 | 85.5 | 10% | 76.95
Thermo Scientific | Sample Prep (Autotrace and ASE 150/350) | No | 071535 | CBL ASSY,SW,SYRINGE,AT280 | 193 | 10% | 173.7
Thermo Scientific | Sample Prep (Autotrace and ASE 150/350) | No | 071553 | PROD,ELECT WTR PUR,ANION | 3110 | 10% | 2799
Thermo Scientific | Sample Prep (Autotrace and ASE 150/350) | No | 071568 | ASSY,DOOR,AS-DV | 1230 | 10% | 1107
Thermo Scientific | Sample Prep (Autotrace and ASE 150/350) | No | 071571 | ASSY,NEEDLE,AS-DV | 4180 | 10% | 3762
Thermo Scientific | Sample Prep (Autotrace and ASE 150/350) | No | 071572 | ASSY,ARM MOTOR+PULLEY,AS-DV | 726 | 10% | 653.4
Thermo Scientific | Sample Prep (Autotrace and ASE 150/350) | No | 071573 | ASSY,CAROUSEL SPINDL+PLT,AS-DV | 2230 | 10% | 2007
Thermo Scientific | Sample Prep (Autotrace and ASE 150/350) | No | 071575 | ASSY,TIP,SAMPLE,AS-DV | 96 | 10% | 86.4
Thermo Scientific | Sample Prep (Autotrace and ASE 150/350) | No | 071577 | ASSY,INSUL,BCAK,CABLE,AS40 | 16.1 | 10% | 14.49
Thermo Scientific | Sample Prep (Autotrace and ASE 150/350) | No | 071661 | PRINTER, LASERJET | 924 | 10% | 831.6
Thermo Scientific | Sample Prep (Autotrace and ASE 150/350) | No | 071664 | MONITOR,DELL,U2414H,RoHS | 593 | 10% | 533.7
Thermo Scientific | Sample Prep (Autotrace and ASE 150/350) | No | 071665 | PC,DELL,US,OPTIPLEX 790,WIN 7,KYBD MOUSE | 3090 | 10% | 2781
Thermo Scientific | Sample Prep (Autotrace and ASE 150/350) | No | 071666 | WIRELESS KYBD AND MOUSE | 319 | 10% | 287.1
Thermo Scientific | Sample Prep (Autotrace and ASE 150/350) | No | 071669 | ASSY,BOOKSHELFBOX,LIT,OUTERBOX | 141 | 10% | 126.9
Thermo Scientific | Sample Prep (Autotrace and ASE 150/350) | No | 071670 | ASSY,SW,CM7.X,DVD AND CAS | 83.5 | 10% | 75.15
Thermo Scientific | Sample Prep (Autotrace and ASE 150/350) | No | 071674 | BOX, CM7, OUTER | 11.1 | 10% | 9.99
Thermo Scientific | Sample Prep (Autotrace and ASE 150/350) | No | 071676 | DVD,S/W,CM7,SR | 60.3 | 10% | 54.27
Thermo Scientific | Sample Prep (Autotrace and ASE 150/350) | No | 071859 | PROD,PURIFIER,ELECTR WTR,CAT | 3110 | 10% | 2799
Thermo Scientific | Sample Prep (Autotrace and ASE 150/350) | No | 071884 | KIT,CALIBRATION,OVEN,ASE350 | 48 | 10% | 43.2
Thermo Scientific | Sample Prep (Autotrace and ASE 150/350) | No | 071901 | KIT,VIAL ADP,0.5 ML (50 PC) | 279 | 10% | 251.1
Thermo Scientific | Sample Prep (Autotrace and ASE 150/350) | No | 071902 | KIT,VIAL ADP,0.5 ml ( 1 PC) | 24.5 | 10% | 22.05
Thermo Scientific | Ion Chromatography (ICS 5000) | No | 072000 | PROD, IC-CUBE, ICS5 | 8620 | 12% | 7585.6
Thermo Scientific | Sample Prep (Autotrace and ASE 150/350) | No | 072001 | ASSY,IC-CUBE,ICS5000 | 13300 | 10% | 11970
Thermo Scientific | Sample Prep (Autotrace and ASE 150/350) | No | 072003 | ASSY SHIPKIT, IC-CUBE, ICS5 | 637 | 10% | 573.3
Thermo Scientific | Sample Prep (Autotrace and ASE 150/350) | No | 072007 | ASSY,DC,DUAL,ICS5000 | 32600 | 10% | 29340
Thermo Scientific | Sample Prep (Autotrace and ASE 150/350) | No | 072011 | ASSY,SHIPKIT,DC,ICS5 | 3030 | 10% | 2727
Thermo Scientific | Ion Chromatography (ICS 5000) | No | 072013 | ASSY,VLV PNL,0 VLV,DC,ICS5PROD,DC+VLV | 565 | 12% | 497.2
Thermo Scientific | Ion Chromatography (ICS 5000) | No | 072014 | DC, DUAL TEMP ZONES, 2 VALVES, | 27300 | 12% | 24024
Thermo Scientific | Ion Chromatography (ICS 5000) | No | 072020 | PROD,DC+VLV PNL,DUAL,1VLV,MB,ICS5 | 23700 | 12% | 20856
Thermo Scientific | Sample Prep (Autotrace and ASE 150/350) | No | 072027 | ASSY,SP,STD,ISO,+DGAS,ICS5000 | 47700 | 10% | 42930
Thermo Scientific | Sample Prep (Autotrace and ASE 150/350) | No | 072029 | ASSY,SP,STD,QUAT,+DGAS,ICS5 | 55300 | 10% | 49770
Thermo Scientific | Sample Prep (Autotrace and ASE 150/350) | No | 072031 | ASSY,DP,STD,ISO-ISO,+DGAS,ICS5 | 69600 | 10% | 62640
Thermo Scientific | Sample Prep (Autotrace and ASE 150/350) | No | 072033 | ASSY,DP,STD,QUAT-ISO,+DGAS,ICS5 | 75200 | 10% | 67680
Thermo Scientific | Sample Prep (Autotrace and ASE 150/350) | No | 072035 | ASSY,DP,STD,QUAT-QUAT,+DGAS,ICS5 | 78400 | 10% | 70560
Thermo Scientific | Ion Chromatography (ICS 5000) | No | 072041 | ASSY,CD DET/CELL,CAPILLARY,ICS5 | 5540 | 12% | 4875.2
Thermo Scientific | Ion Chromatography (ICS 5000) | No | 072042 | ICS3000/5000 Electrochem Det (no cell) | 5010 | 12% | 4408.8
Thermo Scientific | Sample Prep (Autotrace and ASE 150/350) | No | 072043 | ASSY,EC DETECTOR,ICS5000 | 2770 | 10% | 2493
Thermo Scientific | Ion Chromatography (ICS 5000) | No | 072044 | ED Cell, ICS-5000 (w/o electrodes) | 3690 | 12% | 3247.2
Thermo Scientific | Ion Chromatography (ICS 5000) | No | 072045 | PROD,EG,DUAL,ICS5 | 10100 | 12% | 8888
Thermo Scientific | Sample Prep (Autotrace and ASE 150/350) | No | 072047 | ASSY,SHIPKIT,DUAL EG,ICS5000 | 1300 | 10% | 1170
Thermo Scientific | Sample Prep (Autotrace and ASE 150/350) | No | 072052 | PROD,MEM,ACES,SUPPR,CAP,ANION | 1500 | 10% | 1350
Thermo Scientific | Sample Prep (Autotrace and ASE 150/350) | No | 072053 | PROD,MEM,CCES,SUPPR,CAP,CATION | 1500 | 10% | 1350
Thermo Scientific | Sample Prep (Autotrace and ASE 150/350) | No | 072054 | PROD,MEM,CRD200,CAPILLARY | 1250 | 10% | 1125
Thermo Scientific | Ion Chromatography (ICS 5000) | No | 072055 | PROD,SUPP,BYPASS,ICS5000 | 490 | 12% | 431.2
Thermo Scientific | Ion Chromatography (ICS 5000) | No | 072056 | PROD,CRD,BYPASS,ICS5000 | 474 | 12% | 417.12
Thermo Scientific | Ion Chromatography (ICS 5000) | No | 072057 | PROD,EO+2 ELUENT BTLS,ICS5 | 1500 | 12% | 1320
Thermo Scientific | Ion Chromatography (ICS 5000) | No | 072058 | PROD,EO+4 ELUENT BTLS,ICS5 | 1840 | 12% | 1619.2
Thermo Scientific | Sample Prep (Autotrace and ASE 150/350) | No | 072059 | ASSY,HLDR,BTL,EO,ICS5000 | 871 | 10% | 783.9
Thermo Scientific | Sample Prep (Autotrace and ASE 150/350) | No | 072062 | PROD,COL,IP,AS18 FAST,CAP,0.4X150MM | 1870 | 10% | 1683
Thermo Scientific | Sample Prep (Autotrace and ASE 150/350) | No | 072063 | PROD,COL,IP,AG18 FAST,CAP,0.4X35MM | 611 | 10% | 549.9
Thermo Scientific | Sample Prep (Autotrace and ASE 150/350) | No | 072064 | PROD,COL,IP,AS19,CAP,0.4X250MM | 1870 | 10% | 1683
Thermo Scientific | Sample Prep (Autotrace and ASE 150/350) | No | 072065 | PROD,COL,IP,AG19,CAP,0.4X50MM | 611 | 10% | 549.9
Thermo Scientific | Sample Prep (Autotrace and ASE 150/350) | No | 072068 | PROD,COL,IP,CS12A,5UM,CAP,0.4X150MM | 1870 | 10% | 1683
Thermo Scientific | Sample Prep (Autotrace and ASE 150/350) | No | 072069 | PROD,COL,IP,CG12A,5um,CAP,0.4X35MM | 611 | 10% | 549.9
Thermo Scientific | Ion Chromatography (ICS 5000) | No | 072075 | PdH reference electrode, PD/H2 | 995 | 12% | 875.6
Thermo Scientific | Sample Prep (Autotrace and ASE 150/350) | No | 072076 | PROD,MEM,EGC-KOH,CAP | 2110 | 10% | 1899
Thermo Scientific | Sample Prep (Autotrace and ASE 150/350) | No | 072077 | 1ROD,MEM,EGC-MSA,CAP | 2110 | 10% | 1899
Thermo Scientific | Sample Prep (Autotrace and ASE 150/350) | No | 072078 | PROD,CR-ATC,CAPILLARY | 1760 | 10% | 1584
Thermo Scientific | Sample Prep (Autotrace and ASE 150/350) | No | 072079 | PROD,CR-CTC,CAPILLARY | 1760 | 10% | 1584
Thermo Scientific | Sample Prep (Autotrace and ASE 150/350) | No | 072090 | ASSY,PWR,SPY,DCC,ICS3/5 | 3160 | 10% | 2844
Thermo Scientific | Sample Prep (Autotrace and ASE 150/350) | No | 072103 | ASSY,SP,CAP-ISO,+DGAS,ICS5 | 51200 | 10% | 46080
Thermo Scientific | Sample Prep (Autotrace and ASE 150/350) | No | 072105 | ASSY,DP,STD-ISO&CAP-ISO,+DGAS,ICS5 | 65800 | 10% | 59220
Thermo Scientific | Sample Prep (Autotrace and ASE 150/350) | No | 072109 | ASSY,DP,CAP-ISO&CAP-ISO,+DGAS,ICS5 | 73900 | 10% | 66510
Thermo Scientific | Sample Prep (Autotrace and ASE 150/350) | No | 072117 | PROD,GSKT,W.E.,1-MIL,PTFE,CAP | 63.6 | 10% | 57.24
Thermo Scientific | Ion Chromatography (ICS 5000) | No | 072240 | PROD,SYS,ICS5,SP(SB),DC,CD | 47000 | 12% | 41360
Thermo Scientific | Ion Chromatography (ICS 5000) | No | 072242 | PROD,SYS,ICS5,RFIC,SP(MB),EG,DC,CD | 58100 | 12% | 51128
Thermo Scientific | Ion Chromatography (ICS 5000) | No | 072244 | PROD,SYS,ICS5,SP(SB),DC,ED | 58500 | 12% | 51480
Thermo Scientific | Ion Chromatography (ICS 5000) | No | 072246 | PROD,SYS,ICS5,RFIC,DP(SB),EG,DC,CD | 77800 | 12% | 68464
Thermo Scientific | Ion Chromatography (ICS 5000) | No | 072251 | PROD SYS ICS5 RFIC DP MB-CAP E G DC CD | 85900 | 12% | 75592
Thermo Scientific | Ion Chromatography (ICS 5000) | No | 072252 | PROD,SYS,ICS5,DP(SB-MB),DC,ED | 81700 | 12% | 71896
Thermo Scientific | Sample Prep (Autotrace and ASE 150/350) | No | 072277 | ASSY,PCB,CPU,DC,ICS-5000,NPB | 2400 | 10% | 2160
Thermo Scientific | Sample Prep (Autotrace and ASE 150/350) | No | 072279 | ASSY,PCB,CPU,EG,ICS-5000,NPB | 2020 | 10% | 1818
Thermo Scientific | Sample Prep (Autotrace and ASE 150/350) | No | 072296 | PCB ASSY,DISPLAY,TC,VWD,ICS5,NPB | 227 | 10% | 204.3
Thermo Scientific | Sample Prep (Autotrace and ASE 150/350) | No | 072599 | KIT,TUBING,SOLVENT,AT280 | 791 | 10% | 711.9
Thermo Scientific | Sample Prep (Autotrace and ASE 150/350) | No | 072604 | PROD,AT280,CARTRIDGE,1 ML | 57000 | 10% | 51300
Thermo Scientific | Sample Prep (Autotrace and ASE 150/350) | No | 072605 | AT280 Cart 3mL Plng | 57000 | 10% | 51300
Thermo Scientific | Sample Prep (Autotrace and ASE 150/350) | No | 072606 | AT280 Cart glass 6mL Plng | 57000 | 10% | 51300
Thermo Scientific | Sample Prep (Autotrace and ASE 150/350) | No | 072629 | PROD,ELECT WTR PUR,ANION,W/KIT | 3990 | 10% | 3591
Thermo Scientific | Sample Prep (Autotrace and ASE 150/350) | No | 072630 | PROD, ELECT WTR PUR,CATIO,W/KIT | 3990 | 10% | 3591
Thermo Scientific | Sample Prep (Autotrace and ASE 150/350) | No | 072688 | RACK, 40 Ml VIAL, AT280 | 195 | 10% | 175.5
Thermo Scientific | Sample Prep (Autotrace and ASE 150/350) | No | 072746 | ASSY,SRD-10 | 734 | 10% | 660.6
Thermo Scientific | Sample Prep (Autotrace and ASE 150/350) | No | 072778 | PROD,COL, IP,AC-ER,4X16MM | 485 | 10% | 436.5
Thermo Scientific | Sample Prep (Autotrace and ASE 150/350) | No | 072781 | PROD,COL,IP,UTAC-XLP2,6X16MM | 790 | 10% | 711
Thermo Scientific | Sample Prep (Autotrace and ASE 150/350) | No | 072784 | PROD,COL,IP,AG22-FAST,4X30MM | 611 | 10% | 549.9
Thermo Scientific | Sample Prep (Autotrace and ASE 150/350) | No | 072785 | PROD,COL,IP,AG22-FAST,2X30MM | 611 | 10% | 549.9
Thermo Scientific | Sample Prep (Autotrace and ASE 150/350) | No | 074034 | InGuard HRP 9x24mm Pkg 4 | 614 | 10% | 552.6
Thermo Scientific | Sample Prep (Autotrace and ASE 150/350) | No | 074035 | InGuard Na/HRP 9x24mm Pk 4 | 614 | 10% | 552.6
Thermo Scientific | Sample Prep (Autotrace and ASE 150/350) | No | 074036 | InGuard Na 9x24mm Pkg 4 | 614 | 10% | 552.6
Thermo Scientific | Sample Prep (Autotrace and ASE 150/350) | No | 074037 | InGuard H 9x24mm Pkg 4 | 614 | 10% | 552.6
Thermo Scientific | Sample Prep (Autotrace and ASE 150/350) | No | 074038 | InGuard Ag 9x24mm Pkg 4 | 614 | 10% | 552.6
Thermo Scientific | Sample Prep (Autotrace and ASE 150/350) | No | 074049 | PROD,TUBE,26 ML,PS,AS-HV,CS/500 | 373 | 10% | 335.7
Thermo Scientific | Ion Chromatography (ICS 5000) | No | 074053 | PROD,SCC-10 | 666 | 12% | 586.08
Thermo Scientific | Sample Prep (Autotrace and ASE 150/350) | No | 074122 | PROD,ASSY,VLV,RHEO,2/10,TITAN-HP,PK | 3340 | 10% | 3006
Thermo Scientific | Sample Prep (Autotrace and ASE 150/350) | No | 074123 | PROD,ASSY,VLV,RHEO,2/6,TITAN-HP,PK | 3090 | 10% | 2781
Thermo Scientific | Sample Prep (Autotrace and ASE 150/350) | No | 074228 | Vial Kit 10mL 100ea | 210 | 10% | 189
Thermo Scientific | Sample Prep (Autotrace and ASE 150/350) | No | 074238 | SEPTUM,VIAL,BLU/GRY,PK/100,CAP,AS | 104 | 10% | 93.6
Thermo Scientific | Sample Prep (Autotrace and ASE 150/350) | No | 074246 | PROD,MONO,IS,MAX-100,0.25X250MM | 1580 | 10% | 1422
Thermo Scientific | Sample Prep (Autotrace and ASE 150/350) | No | 074247 | IonSwift MAX-100G Guard, 0,25 x 50mm | 509 | 10% | 458.1
Thermo Scientific | Sample Prep (Autotrace and ASE 150/350) | No | 074395 | PROD,SRD-10 | 831 | 10% | 747.9
Thermo Scientific | Sample Prep (Autotrace and ASE 150/350) | No | 074410 | SOLEX C18 6 ML CARTRIDGE 1.0 G OF PACKIN | 185 | 10% | 166.5
Thermo Scientific | Sample Prep (Autotrace and ASE 150/350) | No | 074411 | SolEx C8 6mL 1g 30 PK | 169 | 10% | 152.1
Thermo Scientific | Sample Prep (Autotrace and ASE 150/350) | No | 074412 | SolEx C18 3mL 0.5g 50PK | 200 | 10% | 180
Thermo Scientific | Sample Prep (Autotrace and ASE 150/350) | No | 074413 | SolEx C8 3mL 0.5g 50PK | 200 | 10% | 180
Thermo Scientific | Sample Prep (Autotrace and ASE 150/350) | No | 074415 | SolEx C8 1mL 0.1g 100PK | 265 | 10% | 238.5
Thermo Scientific | Sample Prep (Autotrace and ASE 150/350) | No | 074416 | SolEx C18 UE 6mL 1g 30PK | 185 | 10% | 166.5
Thermo Scientific | Sample Prep (Autotrace and ASE 150/350) | No | 074417 | SolEx C18 6mL 0.5g 50PK | 200 | 10% | 180
Thermo Scientific | Ion Chromatography (ICS 5000) | No | 074422 | PROD, REG,EO ACCESSORY, ICS5 | 1120 | 12% | 985.6
Thermo Scientific | Ion Chromatography (ICS 5000) | No | 074424 | PROD,BRKT,REG, TC/VWD/PDA, ICS5 | 1720 | 12% | 1513.6
Thermo Scientific | Sample Prep (Autotrace and ASE 150/350) | No | 074508 | ORGANICS REMOVAL KIT ANION ANALY 4 MM | 1370 | 10% | 1233
Thermo Scientific | Sample Prep (Autotrace and ASE 150/350) | No | 074513 | PROD,KIT, MATRIX ELIMINATION, ANION | 1930 | 10% | 1737
Thermo Scientific | Sample Prep (Autotrace and ASE 150/350) | No | 074532 | EGC III KOH Cartridge, Analytical | 2110 | 10% | 1899
Thermo Scientific | Sample Prep (Autotrace and ASE 150/350) | No | 074533 | EGC III NaOH Cartridge, Analytical | 2110 | 10% | 1899
Thermo Scientific | Sample Prep (Autotrace and ASE 150/350) | No | 074534 | EGC III LiOH Cartridge, Analytical | 2110 | 10% | 1899
Thermo Scientific | Sample Prep (Autotrace and ASE 150/350) | No | 074535 | EGC III MSA Cartridge, Analytical | 2110 | 10% | 1899
Thermo Scientific | Sample Prep (Autotrace and ASE 150/350) | No | 074588 | SOLEX 6 ML CARTRIDGE EMPTY | 67.4 | 10% | 60.66
Thermo Scientific | Sample Prep (Autotrace and ASE 150/350) | No | 074589 | SolEx Si 6mL 0.5g 50PK | 185 | 10% | 166.5
Thermo Scientific | Sample Prep (Autotrace and ASE 150/350) | No | 074590 | SolEx C-521 6mL 2g 20PK | 329 | 10% | 296.1
Thermo Scientific | Sample Prep (Autotrace and ASE 150/350) | No | 074623 | SolEx C18 1mL 0.1g 100PK | 265 | 10% | 238.5
Thermo Scientific | Sample Prep (Autotrace and ASE 150/350) | No | 074641 | CarboPac SA10 Analytical Column, 4x250mm | 1870 | 10% | 1683
Thermo Scientific | Sample Prep (Autotrace and ASE 150/350) | No | 074731 | ASSY,KIT,VIAL,AS,10ML,CAPS,SEPTUM,X2 | 53.1 | 10% | 47.79
Thermo Scientific | Sample Prep (Autotrace and ASE 150/350) | No | 074902 | CarboPac SA10 Guard Column, 4 x 50mm | 611 | 10% | 549.9
Thermo Scientific | Sample Prep (Autotrace and ASE 150/350) | No | 074921 | AS-AP Autosampler, Base Configuration | 24900 | 10% | 22410
Thermo Scientific | Sample Prep (Autotrace and ASE 150/350) | No | 074923 | PROD,COND,PH ACCESS, AS-AP | 4580 | 10% | 4122
Thermo Scientific | Sample Prep (Autotrace and ASE 150/350) | No | 074926 | PROD,AS-AP AUTOSAMPLER,TEMP | 28500 | 10% | 25650
Thermo Scientific | Sample Prep (Autotrace and ASE 150/350) | No | 074927 | PROD,SEALING DISKS,TFE,10ML,PK/100 | 55.5 | 10% | 49.95
Thermo Scientific | Sample Prep (Autotrace and ASE 150/350) | No | 074936 | PROD,ASSY,RACK,40 VIAL,AS-AP | 247 | 10% | 222.3
Thermo Scientific | Sample Prep (Autotrace and ASE 150/350) | No | 074938 | PROD,ASSY,RACK,19 VIAL,AS-AP | 355 | 10% | 319.5
Thermo Scientific | Sample Prep (Autotrace and ASE 150/350) | No | 075013 | CARTRIDGE, PERI PUMP, AS-AP | 159 | 10% | 143.1
Thermo Scientific | Ion Chromatography (ICS 5000) | No | 075120 | PROD,DET,CD,ICS-4000 | 935 | 12% | 822.8
Thermo Scientific | Ion Chromatography (ICS 5000) | No | 075121 | PROD,DET,ED,ICS-4000 | 4260 | 12% | 3748.8
Thermo Scientific | Sample Prep (Autotrace and ASE 150/350) | No | 075150 | PROD,HP EG DEGAS,CAP,5000 PSI,UPGRD ICS5 | 1200 | 10% | 1080
Thermo Scientific | Ion Chromatography (ICS 5000) | No | 075313 | ASSY,BTL,1L,ELUENT,CAP | 266 | 12% | 234.08
Thermo Scientific | Sample Prep (Autotrace and ASE 150/350) | No | 075372 | VLV ASSY,PROP,TAKASAGO,DP-5000 | 2260 | 10% | 2034
Thermo Scientific | Sample Prep (Autotrace and ASE 150/350) | No | 075373 | ASSY,VLV,PROP,DP-5000 | 2420 | 10% | 2178
Thermo Scientific | Ion Chromatography (ICS 5000) | No | 075386 | PROD, MILLIPORE, WATER PURIFIER,ICW-3000 | 15100 | 12% | 13288
Thermo Scientific | Ion Chromatography (ICS 5000) | No | 075387 | PROD, PURIFIER CARTRIDGE, ICW-3000 | 632 | 12% | 556.16
Thermo Scientific | Ion Chromatography (ICS 5000) | No | 075388 | PROD, SIMFILTER KIT, ICW-3000 | 222 | 12% | 195.36
Thermo Scientific | Ion Chromatography (ICS 5000) | No | 075389 | PROD, END FILTER, ICW-3000 | 318 | 12% | 279.84
Thermo Scientific | Ion Chromatography (ICS 5000) | No | 075391 | PROD, PUMP, ICW-3000 | 893 | 12% | 785.84
Thermo Scientific | Sample Prep (Autotrace and ASE 150/350) | No | 075461 | PROD,MONO,IS,MAC-200,CONC,.75X80MM | 650 | 10% | 585
Thermo Scientific | Sample Prep (Autotrace and ASE 150/350) | No | 075499 | GASKET,UHMW,.062 THK, 2PK, ED3/5 | 34.6 | 10% | 31.14
Thermo Scientific | Sample Prep (Autotrace and ASE 150/350) | No | 075550 | PROD,CONS,CR-ATC 500 | 1760 | 10% | 1584
Thermo Scientific | Sample Prep (Autotrace and ASE 150/350) | No | 075551 | CR-CTC 500 Trap Column, 5000psi | 1760 | 10% | 1584
Thermo Scientific | Sample Prep (Autotrace and ASE 150/350) | No | 075759 | PROD,COL,IP,AS18-FAST,2X150MM | 1870 | 10% | 1683
Thermo Scientific | Sample Prep (Autotrace and ASE 150/350) | No | 075760 | PROD,COL,IP,AS18-FAST,4X150MM | 1870 | 10% | 1683
Thermo Scientific | Sample Prep (Autotrace and ASE 150/350) | No | 075761 | PROD,COL,IP,AG18-FAST,2X30MM | 611 | 10% | 549.9
Thermo Scientific | Sample Prep (Autotrace and ASE 150/350) | No | 075762 | PROD,COL,IP,AG18-FAST,4X30MM | 611 | 10% | 549.9
Thermo Scientific | Sample Prep (Autotrace and ASE 150/350) | No | 075772 | PROD,COL,IP,AS18,CAP,0.4X250MM | 1870 | 10% | 1683
Thermo Scientific | Sample Prep (Autotrace and ASE 150/350) | No | 075773 | PROD,COL,IP,AG18,CAP,0.4X50MM | 611 | 10% | 549.9
Thermo Scientific | Sample Prep (Autotrace and ASE 150/350) | No | 075774 | PROD,COL,IP,CS17,CAP,0.4X250MM | 1740 | 10% | 1566
Thermo Scientific | Sample Prep (Autotrace and ASE 150/350) | No | 075775 | PROD,COL,IP,CG17,CAP,0.4X50MM | 570 | 10% | 513
Thermo Scientific | Sample Prep (Autotrace and ASE 150/350) | No | 075778 | PROD,KOH,EGC 500 | 2260 | 10% | 2034
Thermo Scientific | Sample Prep (Autotrace and ASE 150/350) | No | 075779 | EGC 500 MSA Cartridge, Analytical, HPIC | 2260 | 10% | 2034
Thermo Scientific | Sample Prep (Autotrace and ASE 150/350) | No | 075895 | SolEx C18 Cl 6mL 1g 30PK | 217 | 10% | 195.3
Thermo Scientific | Sample Prep (Autotrace and ASE 150/350) | No | 075896 | SolEx C18 C 6mL 1.5g 30PK | 241 | 10% | 216.9
Thermo Scientific | Sample Prep (Autotrace and ASE 150/350) | No | 075897 | SolEx C8 C 6mL 0.5g 50PK | 217 | 10% | 195.3
Thermo Scientific | Sample Prep (Autotrace and ASE 150/350) | No | 075898 | SolEx C-535 6mL 0.5g 30PK | 569 | 10% | 512.1
Thermo Scientific | Sample Prep (Autotrace and ASE 150/350) | No | 075904 | EVAPORATOR SYS, GENEVAC ROCKET | 54500 | 10% | 49050
Thermo Scientific | Sample Prep (Autotrace and ASE 150/350) | No | 075905 | CHILLER, HIGH PERFORMANCE 120V60HZ | 8330 | 10% | 7497
Thermo Scientific | Sample Prep (Autotrace and ASE 150/350) | No | 075906 | KIT,CONNECTION FOR GENEVAC CHILLER | 687 | 10% | 618.3
Thermo Scientific | Sample Prep (Autotrace and ASE 150/350) | No | 075907 | EVAPORATION FLASKS FOR GENEVAC ROCKET | 2260 | 10% | 2034
Thermo Scientific | Sample Prep (Autotrace and ASE 150/350) | No | 075908 | FLASKS, SAMPLEGENIE, GENEVAC ROCKET | 3710 | 10% | 3339
Thermo Scientific | Sample Prep (Autotrace and ASE 150/350) | No | 075909 | HOLDER, LID, GENEVAC ROCKET | 170 | 10% | 153
Thermo Scientific | Sample Prep (Autotrace and ASE 150/350) | No | 075910 | ASSY, PUCKS FOR 60 mL VIALS, ROCKET | 6500 | 10% | 5850
Thermo Scientific | Ion Chromatography (ICS 5000) | No | 075924 | SP Gradient Pump, Degas, ICS5+ | 26400 | 12% | 23232
Thermo Scientific | Ion Chromatography (ICS 5000) | No | 075926 | PROD, DP, STD, ISO-ISO, +DGAS,ICS5+ | 31000 | 12% | 27280
Thermo Scientific | Ion Chromatography (ICS 5000) | No | 075928 | DP Gradient / Iso Pump, Degas, ICS5+ | 33200 | 12% | 29216
Thermo Scientific | Sample Prep (Autotrace and ASE 150/350) | No | 075940 | ASSY,DC,DUAL,ICS5+ | 41600 | 10% | 37440
Thermo Scientific | Ion Chromatography (ICS 5000) | No | 075942 | DC Module with 1 Injection valve, ICS5+ | 22700 | 12% | 19976
Thermo Scientific | Ion Chromatography (ICS 5000) | No | 075943 | DC Module with 2x Injection valve, ICS5+ | 25900 | 12% | 22792
Thermo Scientific | Ion Chromatography (ICS 5000) | No | 075944 | PROD,DC+VLV PNL,DUAL,1 VLV,MB,ICS5+ | 23700 | 12% | 20856
Thermo Scientific | Ion Chromatography (ICS 5000) | No | 075945 | PROD,DC+VLV PNL,DUAL,2 VLV,MB,ICS5+ | 25900 | 12% | 22792
Thermo Scientific | Sample Prep (Autotrace and ASE 150/350) | No | 075946 | ASSY,VLV PNL,1VLV,DC,SB,ICS5+ | 8610 | 10% | 7749
Thermo Scientific | Sample Prep (Autotrace and ASE 150/350) | No | 075947 | ASSY,VLV PNL,2VLV,DC,SB,ICS5+ | 17000 | 10% | 15300
Thermo Scientific | Sample Prep (Autotrace and ASE 150/350) | No | 075948 | ASSY,VLV PNL,1VLV,DC,MB,ICS5+ | 8550 | 10% | 7695
Thermo Scientific | Sample Prep (Autotrace and ASE 150/350) | No | 075949 | ASSY,VLV PNL,2VLV,DC,MB,ICS5+ | 15500 | 10% | 13950
Thermo Scientific | Ion Chromatography (ICS 5000) | No | 075950 | PROD,AM,2 VLVS,ICS5+ | 8540 | 12% | 7515.2
Thermo Scientific | Ion Chromatography (ICS 5000) | No | 075951 | PROD,AM,1 VLVS,ICS5+ | 5010 | 12% | 4408.8
Thermo Scientific | Ion Chromatography (ICS 5000) | No | 075952 | PROD,AM 1 VLV,6 PORT,ICS5+ | 5010 | 12% | 4408.8
Thermo Scientific | Ion Chromatography (ICS 5000) | No | 075953 | PROD,AM,AUTOPREP,ICS5+ | 7090 | 12% | 6239.2
Thermo Scientific | Ion Chromatography (ICS 5000) | No | 075954 | ASSY,KIT,REPLACE,STD,QUAD,PMP,ICS5+ | 15100 | 12% | 13288
Thermo Scientific | Ion Chromatography (ICS 5000) | No | 075955 | ASSY,KIT,UPGRD,SP,STD-QUAD/DP,ICS5+ | 18100 | 12% | 15928
Thermo Scientific | Sample Prep (Autotrace and ASE 150/350) | No | 075956 | ASSY,KIT,REPLACE,STD,ISO,PMP,ICS5+ | 24600 | 10% | 22140
Thermo Scientific | Ion Chromatography (ICS 5000) | No | 075962 | PROD,TC,2 VLV,6P,ICS5+ | 9860 | 12% | 8676.8
Thermo Scientific | Sample Prep (Autotrace and ASE 150/350) | No | 075970 | ASSY,KIT,PM,HP ANALYTICAL PUMP,DP,SP | 1810 | 10% | 1629
Thermo Scientific | Sample Prep (Autotrace and ASE 150/350) | No | 075976 | PROD,COL,IP,ATC 500,4MM | 445 | 10% | 400.5
Thermo Scientific | Sample Prep (Autotrace and ASE 150/350) | No | 075977 | PROD,COL,IP CTC 500, 4MM | 445 | 10% | 400.5
Thermo Scientific | Sample Prep (Autotrace and ASE 150/350) | No | 075978 | PROD,COL,IP,ATC-HC 500 | 677 | 10% | 609.3
Thermo Scientific | Sample Prep (Autotrace and ASE 150/350) | No | 075979 | PROD,COL,IP,ATC-HC 500,BORATE FORM | 677 | 10% | 609.3
Thermo Scientific | Sample Prep (Autotrace and ASE 150/350) | No | 076009 | CBL ADAPTER EGC TO SUPPRESSOR | 170 | 10% | 153
Thermo Scientific | Sample Prep (Autotrace and ASE 150/350) | No | 076012 | PROD,COL,IP,AS25,CAP,0.4X250MM | 1670 | 10% | 1503
Thermo Scientific | Sample Prep (Autotrace and ASE 150/350) | No | 076013 | PROD,COL,IP,AG25,CAP,0.4X50MM | 548 | 10% | 493.2
Thermo Scientific | Sample Prep (Autotrace and ASE 150/350) | No | 076014 | PROD,COL,IP,AS25,4X250MM | 1870 | 10% | 1683
Thermo Scientific | Sample Prep (Autotrace and ASE 150/350) | No | 076015 | PROD,COL,IP,AG25,4X50MM | 611 | 10% | 549.9
Thermo Scientific | Sample Prep (Autotrace and ASE 150/350) | No | 076018 | PROD,COL,IP,AS26,CAP,0.4X250MM | 1670 | 10% | 1503
Thermo Scientific | Sample Prep (Autotrace and ASE 150/350) | No | 076019 | PROD,COL,IP,AG26,CAP,0.4X50MM | 548 | 10% | 493.2
Thermo Scientific | Sample Prep (Autotrace and ASE 150/350) | No | 076024 | PROD,COL,IP,CS19,CAP,0.4X250MM | 1670 | 10% | 1503
Thermo Scientific | Sample Prep (Autotrace and ASE 150/350) | No | 076025 | PROD,COL,IP,CG19,CAP,0.4X50MM | 548 | 10% | 493.2
Thermo Scientific | Sample Prep (Autotrace and ASE 150/350) | No | 076026 | IonPac CS19 Analytical Column, 4x250mm | 1870 | 10% | 1683
Thermo Scientific | Sample Prep (Autotrace and ASE 150/350) | No | 076027 | IonPac CG19, Guard Column, 4x50mm | 611 | 10% | 549.9
Thermo Scientific | Sample Prep (Autotrace and ASE 150/350) | No | 076028 | PROD,COL,IP,CS19,2X250MM | 1870 | 10% | 1683
Thermo Scientific | Sample Prep (Autotrace and ASE 150/350) | No | 076029 | PROD,COL,IP,CG19,2X50MM | 611 | 10% | 549.9
Thermo Scientific | Sample Prep (Autotrace and ASE 150/350) | No | 076033 | PROD,COL,IP,AG18-4UM,CAP,0.4X35MM | 661 | 10% | 594.9
Thermo Scientific | Sample Prep (Autotrace and ASE 150/350) | No | 076034 | PROD,COL,IP,AS18-4UM,4X150MM | 2040 | 10% | 1836
Thermo Scientific | Sample Prep (Autotrace and ASE 150/350) | No | 076035 | PROD,COL,IP,AG18-4UM,4X30MM | 661 | 10% | 594.9
Thermo Scientific | Sample Prep (Autotrace and ASE 150/350) | No | 076036 | PROD,COL,IP,AS18-4UM ,2X150MM | 2040 | 10% | 1836
Thermo Scientific | Sample Prep (Autotrace and ASE 150/350) | No | 076037 | PROD,COL,IP,AG18-4UM,2X30MM | 661 | 10% | 594.9
Thermo Scientific | Ion Chromatography (ICS 5000) | No | 076055 | ASSY IC-CUBE ICS4000 | 6850 | 12% | 6028
Thermo Scientific | Sample Prep (Autotrace and ASE 150/350) | No | 076126 | PROD,CPU,DELL,6530,INTEL CORE i5,WIN7-64 | 3810 | 10% | 3429
Thermo Scientific | Sample Prep (Autotrace and ASE 150/350) | No | 076137 | PC,DELL,7040,INTEL CORE i7,W7-64,RoHS | 2580 | 10% | 2322
Thermo Scientific | Sample Prep (Autotrace and ASE 150/350) | No | 076360 | ROCKET,ASSY,FLIP-FLOP,60mL | 3080 | 10% | 2772
Thermo Scientific | Sample Prep (Autotrace and ASE 150/350) | No | 076362 | Rocket Evaporator Bundle (240 V) | 49700 | 10% | 44730
Thermo Scientific | Sample Prep (Autotrace and ASE 150/350) | No | 076364 | CHILLER,HIGH PERFORMANCE 230V60HZ | 8330 | 10% | 7497
Thermo Scientific | Sample Prep (Autotrace and ASE 150/350) | No | 076849 | PROD,KIT,SPARES,PMP,GRAD,ICS5+ | 6450 | 10% | 5805
Thermo Scientific | Sample Prep (Autotrace and ASE 150/350) | No | 076853 | ASSY,FRAME/DOORS,DC5000 | 8010 | 10% | 7209
Thermo Scientific | Sample Prep (Autotrace and ASE 150/350) | No | 076863 | ASSY,DOOR,DP,PMP,ICS5 GRY | 1180 | 10% | 1062
Thermo Scientific | Sample Prep (Autotrace and ASE 150/350) | No | 078034 | PROD,COL,IP,AG11-HC-4UM GRD,4X50MM | 661 | 10% | 594.9
Thermo Scientific | Sample Prep (Autotrace and ASE 150/350) | No | 078035 | PROD,COL,IP,AS11-HC-4UM ANA,2X250MM | 2040 | 10% | 1836
Thermo Scientific | Sample Prep (Autotrace and ASE 150/350) | No | 078036 | PROD,COL,IP,AG11-HC-4UM GRD,2X50MM | 661 | 10% | 594.9
Thermo Scientific | Sample Prep (Autotrace and ASE 150/350) | No | 078108 | KIT,COVERS POLYPROPYLENE ASE 350 | 3390 | 10% | 3051
Thermo Scientific | Sample Prep (Autotrace and ASE 150/350) | No | 078115 | PROD,COL,IP,AG24A,CAP,0.4X50MM | 548 | 10% | 493.2
Thermo Scientific | Sample Prep (Autotrace and ASE 150/350) | No | 078117 | VLV POD,2/6,TITANHT,1UL LOOP,SST | 2790 | 10% | 2511
Thermo Scientific | Ion Chromatography (ICS 5000) | No | 078434 | KIT,ICS4,SEAL WASH PUMP | 721 | 12% | 634.48
Thermo Scientific | Ion Chromatography (ICS 5000) | No | 078520 | PROD,REGULATOR,GAS,ICS4 | 742 | 12% | 652.96
Thermo Scientific | Ion Chromatography (ICS 5000) | No | 078722 | FILTER,RPLCMNT,ELCTRLYTIC WATER PURIFIER | 385 | 12% | 338.8
Thermo Scientific | Sample Prep (Autotrace and ASE 150/350) | No | 078814 | PROD,QDC-300,0.4MM | 1850 | 10% | 1665
Thermo Scientific | Sample Prep (Autotrace and ASE 150/350) | No | 078836 | IonPac CS19 4µm, 2 x 250mm | 2040 | 10% | 1836
Thermo Scientific | Sample Prep (Autotrace and ASE 150/350) | No | 078839 | IonPac CG19 4µm, 2 x 50mm | 661 | 10% | 594.9
Thermo Scientific | Ion Chromatography (ICS 5000) | No | 078841 | PROD,IC-CUBE,ICS5,6-PORT VLV | 9070 | 12% | 7981.6
Thermo Scientific | Ion Chromatography | No | 078850 | PROD,ICS-1100,DEGAS,AS22,+ASDV | 32500 | 8% | 29900
Thermo Scientific | Sample Prep (Autotrace and ASE 150/350) | No | 078864 | PROD, BTL 2L PLASTIC GL45 O-RING SEAL | 258 | 10% | 232.2
Thermo Scientific | Sample Prep (Autotrace and ASE 150/350) | No | 079018 | PROD,COL,IP,ATC 500, 2MM | 445 | 10% | 400.5
Thermo Scientific | Sample Prep (Autotrace and ASE 150/350) | No | 079019 | PROD,COL,IP,CTC 500,2MM | 445 | 10% | 400.5
Thermo Scientific | Sample Prep (Autotrace and ASE 150/350) | No | 079057 | PROD,COL,IP,AS22,CAP,0.4X250MM | 1670 | 10% | 1503
Thermo Scientific | Sample Prep (Autotrace and ASE 150/350) | No | 079656 | PROD,AS-AP,+10ML RACKS,VIALS | 24900 | 10% | 22410
Thermo Scientific | Sample Prep (Autotrace and ASE 150/350) | No | 079782 | PROD COL IP AS23 CAP 0.4X250MM | 1870 | 10% | 1683
Thermo Scientific | Sample Prep (Autotrace and ASE 150/350) | No | 079797 | PROD,D3,CAP,- FLT,0.5ML,250 | 89.8 | 10% | 80.82
Thermo Scientific | Sample Prep (Autotrace and ASE 150/350) | No | 079798 | PROD,COL,IP,ICE-AS6 | 1630 | 10% | 1467
Thermo Scientific | Sample Prep (Autotrace and ASE 150/350) | No | 079799 | PROD,D5 CASS 5.0ML GRY | 172 | 10% | 154.8
Thermo Scientific | Sample Prep (Autotrace and ASE 150/350) | No | 079801 | PROD,COL,IP,AG12A,4X50MM | 611 | 10% | 549.9
Thermo Scientific | Sample Prep (Autotrace and ASE 150/350) | No | 079805 | PROD,COL,IP,CS16,5X250MM | 1870 | 10% | 1683
Thermo Scientific | Sample Prep (Autotrace and ASE 150/350) | No | 079808 | PROD,COL,IP,SCS1,2X250MM | 1870 | 10% | 1683
Thermo Scientific | Sample Prep (Autotrace and ASE 150/350) | No | 079809 | 071D,COL,IP,SCS1,4X250MM | 1870 | 10% | 1683
Thermo Scientific | Sample Prep (Autotrace and ASE 150/350) | No | 079810 | PROD,COL,IP,SCG1,2X50MM | 611 | 10% | 549.9
Thermo Scientific | Sample Prep (Autotrace and ASE 150/350) | No | 079812 | VIAL,KIT,1.5ML,PPE,+CAPS +SEPTA,PKG/100 | 118 | 10% | 106.2
Thermo Scientific | Sample Prep (Autotrace and ASE 150/350) | No | 079818 | ASSY,ICS3,SP,ISO+DGAS | 39500 | 10% | 35550
Thermo Scientific | Sample Prep (Autotrace and ASE 150/350) | No | 079820 | ASSY,ICS3,SP,QTRY+DGAS | 52000 | 10% | 46800
Thermo Scientific | Ion Chromatography (ICS 5000) | No | 079829 | CD Conductivity Detector, ICS-3/ICS-5 | 5400 | 12% | 4752
Thermo Scientific | Ion Chromatography (ICS 5000) | No | 079830 | PROD,EC DETECTOR,ICS3 | 5450 | 12% | 4796
Thermo Scientific | Sample Prep (Autotrace and ASE 150/350) | No | 079831 | ASSY,EC DET,ICS3 | 4870 | 10% | 4383
Thermo Scientific | Ion Chromatography (ICS 5000) | No | 079833 | PROD,AM,NO VLVS,ICS3/5 | 1360 | 12% | 1196.8
Thermo Scientific | Ion Chromatography (ICS 5000) | No | 079837 | PROD,AM,1 VLVS,ICS3/5 | 5010 | 12% | 4408.8
Thermo Scientific | Sample Prep (Autotrace and ASE 150/350) | No | 079841 | ASSY,AM,2 VLVS,ICS5000 | 15400 | 10% | 13860
Thermo Scientific | Ion Chromatography (ICS 5000) | No | 079842 | PROD,AM 1 VLV,6 PORT,ICS3/5 | 5010 | 12% | 4408.8
Thermo Scientific | Sample Prep (Autotrace and ASE 150/350) | No | 079845 | ASSY,AM,1 VLV,6 PORT,ICS5000 | 7830 | 10% | 7047
Thermo Scientific | Sample Prep (Autotrace and ASE 150/350) | No | 079848 | ASSY,VLV,ELUENT,2-WY,ICS3/5 | 1120 | 10% | 1008
Thermo Scientific | Ion Chromatography (ICS 5000) | No | 079849 | PROD,ICS3/5,RCH-1 | 3470 | 12% | 3053.6
Thermo Scientific | Ion Chromatography (ICS 5000) | No | 079850 | PROD,ELCTD,AU,GSKT,ICS3/5 | 1700 | 12% | 1496
Thermo Scientific | Ion Chromatography (ICS 5000) | No | 079851 | PROD,ELCTD,PT,GSKT,ICS3/5 | 1700 | 12% | 1496
Thermo Scientific | Ion Chromatography (ICS 5000) | No | 079854 | PROD,ELECTD,GC,GSKT,ICS3/5 | 1740 | 12% | 1531.2
Thermo Scientific | Ion Chromatography (ICS 5000) | No | 079856 | PROD,ELECTD,AG,GSKT,ICS3/5 | 1700 | 12% | 1496
Thermo Scientific | Sample Prep (Autotrace and ASE 150/350) | No | 079857 | PISTON,PMP,.1250,ICS3/5,SAPHIR | 311 | 10% | 279.9
Thermo Scientific | Sample Prep (Autotrace and ASE 150/350) | No | 079858 | THERMAL ELECTRIC ASSY,DC | 3000 | 10% | 2700
Thermo Scientific | Sample Prep (Autotrace and ASE 150/350) | No | 079909 | ASSY,AUTOPREP,10ML LOOP,PEEK | 536 | 10% | 482.4
Thermo Scientific | Sample Prep (Autotrace and ASE 150/350) | No | 079913 | ASSY,EG,DUAL,ICS5000 | 23200 | 10% | 20880
Thermo Scientific | Sample Prep (Autotrace and ASE 150/350) | No | 079917 | PROD,COL,IP,UTAC-LP2,4X35MM | 611 | 10% | 549.9
Thermo Scientific | Sample Prep (Autotrace and ASE 150/350) | No | 079918 | PROD,COL,IP,UTAC-ULP2,5X23MM | 677 | 10% | 609.3
Thermo Scientific | Sample Prep (Autotrace and ASE 150/350) | No | 079931 | PROD,COL,IP,CG16,3X50MM | 611 | 10% | 549.9
Thermo Scientific | Sample Prep (Autotrace and ASE 150/350) | No | 079932 | PROD,COL,IP,ATC-3,4X35MM | 430 | 10% | 387
Thermo Scientific | Sample Prep (Autotrace and ASE 150/350) | No | 079933 | PROD,COL,IP,SCG1,4X50MM | 611 | 10% | 549.9
Thermo Scientific | Sample Prep (Autotrace and ASE 150/350) | No | 079936 | PROD,COL,IP,AS22-FAST,4X150MM | 1870 | 10% | 1683
Thermo Scientific | Sample Prep (Autotrace and ASE 150/350) | No | 079937 | PROD,COL,IP,AS22-FAST,2X150MM | 1870 | 10% | 1683
Thermo Scientific | Sample Prep (Autotrace and ASE 150/350) | No | 079970 | PROD,COL,IP,AC15,4X50MM | 611 | 10% | 549.9
Thermo Scientific | Sample Prep (Autotrace and ASE 150/350) | No | 079971 | PROD,COL,IP,MXR,SCS-1 | 700 | 10% | 630
Thermo Scientific | Ion Chromatography (ICS 5000) | No | 079973 | PROD,EG,DUAL,ICS5+ | 10100 | 12% | 8888
Thermo Scientific | Ion Chromatography (ICS 5000) | No | 079975 | PROD, DP, STD, QUAT-QUAT, +DGAS,ICS5+ | 38000 | 12% | 33440
Thermo Scientific | Ion Chromatography (ICS 5000) | No | 079977 | ASSY,KIT,UPGRD,SP>>STD-ISO/DP,ICS5+ | 14900 | 12% | 13112
Thermo Scientific | Sample Prep (Autotrace and ASE 150/350) | No | 079980 | ROD,KIT,SPARES,PMP,ISO,ICS5+ | 4050 | 10% | 3645
Thermo Scientific | Sample Prep (Autotrace and ASE 150/350) | No | 080024 | PROD,ASE PREP CR,NA+ | 110 | 10% | 99
Thermo Scientific | Sample Prep (Autotrace and ASE 150/350) | No | 080150 | STD,GLUCOSE,10% SOLUTION,100ML | 152 | 10% | 136.8
Thermo Scientific | Sample Prep (Autotrace and ASE 150/350) | No | 080388 | PCHEM,METHANESULFONIC ACID,1X500ML,FLUKA | 474 | 10% | 426.6
Thermo Scientific | Sample Prep (Autotrace and ASE 150/350) | No | 080389 | PCHEM,SODIUMHYDROXIDE,50%,2x0.5L,FISHER | 203 | 10% | 182.7
Thermo Scientific | Sample Prep (Autotrace and ASE 150/350) | No | 082313 | PROD,COL,IP,AS11-HC-4UM ANA,4X250MM | 2040 | 10% | 1836
Thermo Scientific | Sample Prep (Autotrace and ASE 150/350) | No | 082314 | PROD,COL,IP,AS18-4UM,CAP,0.4X150MM | 2040 | 10% | 1836
Thermo Scientific | Sample Prep (Autotrace and ASE 150/350) | No | 082315 | PROD,COL,IP,AS16,CAP,0.4X250MM | 1670 | 10% | 1503
Thermo Scientific | Sample Prep (Autotrace and ASE 150/350) | No | 082316 | PROD,COL,IP,AG16,CAP,0.4X50MM | 548 | 10% | 493.2
Thermo Scientific | Sample Prep (Autotrace and ASE 150/350) | No | 082319 | IonPac AS9-HC Cap Column, 0.4 x 250mm | 1670 | 10% | 1503
Thermo Scientific | Sample Prep (Autotrace and ASE 150/350) | No | 082320 | PROD,COL,CARBOPAC,PA10,CAP,0.4X250MM | 1740 | 10% | 1566
Thermo Scientific | Sample Prep (Autotrace and ASE 150/350) | No | 082321 | PROD,COL,CARBOPAC,PA10,CAP,GUARD,0.4X50M | 548 | 10% | 493.2
Thermo Scientific | Ion Chromatography (ICS 5000) | No | 082494 | ASSY PCUT SAMPLE LOOP 5UL PK | 64.8 | 12% | 57.02
Thermo Scientific | Ion Chromatography (ICS 5000) | No | 082505 | PROD VLV HP 6 PORT OPTION ICS4 | 2810 | 12% | 2472.8
Thermo Scientific | Ion Chromatography (ICS 5000) | No | 082506 | PROD VLV HP 10 PORT OPTION ICS4 | 3110 | 12% | 2736.8
Thermo Scientific | Sample Prep (Autotrace and ASE 150/350) | No | 082534 | SAMPLEGENIE FLASKS,BOROSILICATE,SET OF 6 | 2260 | 10% | 2034
Thermo Scientific | Sample Prep (Autotrace and ASE 150/350) | No | 082536 | PROD,COL,IP,AS24A,CAP,0.4X250MM | 1740 | 10% | 1566
Thermo Scientific | Sample Prep (Autotrace and ASE 150/350) | No | 082540 | Suppressor AERS 500, 4mm, for Anions | 1290 | 10% | 1161
Thermo Scientific | Sample Prep (Autotrace and ASE 150/350) | No | 082541 | Suppressor AERS 500, 2mm, for Anions | 1200 | 10% | 1080
Thermo Scientific | Sample Prep (Autotrace and ASE 150/350) | No | 082542 | Suppressor CERS 500, 4mm, for Cations | 1200 | 10% | 1080
Thermo Scientific | Sample Prep (Autotrace and ASE 150/350) | No | 082625 | SEAL,PUCK,ASE (18) | 146 | 10% | 131.4
Thermo Scientific | Sample Prep (Autotrace and ASE 150/350) | No | 082627 | FLASKS,EVAPORATION (6) | 1930 | 10% | 1737
Thermo Scientific | Sample Prep (Autotrace and ASE 150/350) | No | 082631 | COLD TRAP REPLACEMENT | 4080 | 10% | 3672
Thermo Scientific | Sample Prep (Autotrace and ASE 150/350) | No | 082634 | FLASK SEAL | 379 | 10% | 341.1
Thermo Scientific | Sample Prep (Autotrace and ASE 150/350) | No | 082683 | SEALS,LID,INNER/OUTER | 503 | 10% | 452.7
Thermo Scientific | Sample Prep (Autotrace and ASE 150/350) | No | 082684 | SEALS,LID,OUTER | 180 | 10% | 162
Thermo Scientific | Sample Prep (Autotrace and ASE 150/350) | No | 082686 | COLLAR PAD, SET OF 6,SAMPLE GENIE | 315 | 10% | 283.5
Thermo Scientific | Sample Prep (Autotrace and ASE 150/350) | No | 082687 | VIALS,GC,CONCENTRATION ADAPTORS (6) | 626 | 10% | 563.4
Thermo Scientific | Sample Prep (Autotrace and ASE 150/350) | No | 082688 | VIALS,GC,FLASKS,SAMPLE GENIE (6) | 2280 | 10% | 2052
Thermo Scientific | Sample Prep (Autotrace and ASE 150/350) | No | 082689 | VIAL,GC,SEAL & FLIP FLOP,SAMPLE GENIE | 110 | 10% | 99
Thermo Scientific | Sample Prep (Autotrace and ASE 150/350) | No | 082696 | VIAL,FLIP FLOP,INSULATOR SEAL(20) | 60.7 | 10% | 54.63
Thermo Scientific | Sample Prep (Autotrace and ASE 150/350) | No | 082697 | VIAL,FLIP FLOP,INSULATOR(18) | 496 | 10% | 446.4
Thermo Scientific | Sample Prep (Autotrace and ASE 150/350) | No | 082698 | VIAL,FLIP FLOP,COVER(18) | 496 | 10% | 446.4
Thermo Scientific | Sample Prep (Autotrace and ASE 150/350) | No | 082699 | TUBES,FLIP FLOP (100) | 670 | 10% | 603
Thermo Scientific | Sample Prep (Autotrace and ASE 150/350) | No | 082700 | TUBE SET,FLIP FLOP (20) | 1330 | 10% | 1197
Thermo Scientific | Sample Prep (Autotrace and ASE 150/350) | No | 082701 | O-RING,FUNNEL,FLIP FLOP (20) | 51.4 | 10% | 46.26
Thermo Scientific | Sample Prep (Autotrace and ASE 150/350) | No | 082756 | PROD,CRTG,2.5CC,12/PKG,ONGII,Ag/H | 217 | 10% | 195.3
Thermo Scientific | Sample Prep (Autotrace and ASE 150/350) | No | 082760 | PROD,COL,CRTG,1CC,12/PKG,ONGII,RP | 99.2 | 10% | 89.28
Thermo Scientific | Sample Prep (Autotrace and ASE 150/350) | No | 082761 | PROD,CRTG,1CC,12/PKG,ONGII,H | 99.2 | 10% | 89.28
Thermo Scientific | Sample Prep (Autotrace and ASE 150/350) | No | 082762 | PROD,CRTG,1CC,12/PKG,ONGII,Ag | 132 | 10% | 118.8
Thermo Scientific | Sample Prep (Autotrace and ASE 150/350) | No | 082763 | PROD,CRTG,1CC,12/PKG,ONGII,Ba | 116 | 10% | 104.4
Thermo Scientific | Sample Prep (Autotrace and ASE 150/350) | No | 082764 | PROD,CRTG,2.5CC,12/PKG,ONGII,Ba/Ag | 235 | 10% | 211.5
Thermo Scientific | Sample Prep (Autotrace and ASE 150/350) | No | 082957 | PROD,BUNDLE,PROMOTION,AS-DV 5ML VIAL | 1310 | 10% | 1179
Thermo Scientific | Sample Prep (Autotrace and ASE 150/350) | No | 083097 | ASE 150 System (240V), without cell | 34600 | 10% | 31140
Thermo Scientific | Sample Prep (Autotrace and ASE 150/350) | No | 083114 | PROD,120V,ASE350 | 71900 | 10% | 64710
Thermo Scientific | Sample Prep (Autotrace and ASE 150/350) | No | 083115 | PROD,120V,ASE350,10ML BUNDLE | 71900 | 10% | 64710
Thermo Scientific | Sample Prep (Autotrace and ASE 150/350) | No | 083116 | PROD,120V,ASE350,22ML BUNDLE | 71900 | 10% | 64710
Thermo Scientific | Sample Prep (Autotrace and ASE 150/350) | No | 083121 | PROD,120V,ASE350,34ML BUNDLE | 71900 | 10% | 64710
Thermo Scientific | Sample Prep (Autotrace and ASE 150/350) | No | 083146 | PROD,240V,ASE350 | 71900 | 10% | 64710
Thermo Scientific | Sample Prep (Autotrace and ASE 150/350) | No | 083151 | PROD,240V,ASE350,10ML BUNDLE | 71900 | 10% | 64710
Thermo Scientific | Sample Prep (Autotrace and ASE 150/350) | No | 083152 | PROD,240V,ASE350,22ML BUNDLE | 71900 | 10% | 64710
Thermo Scientific | Sample Prep (Autotrace and ASE 150/350) | No | 083153 | PROD,240V,ASE350,34ML BUNDLE | 71900 | 10% | 64710
Thermo Scientific | Sample Prep (Autotrace and ASE 150/350) | No | 083156 | PROD,240V,ASE350,66ML BUNDLE | 71900 | 10% | 64710
Thermo Scientific | Sample Prep (Autotrace and ASE 150/350) | No | 083157 | PROD,240V,ASE350,100ML BUNDLE | 71900 | 10% | 64710
Thermo Scientific | Sample Prep (Autotrace and ASE 150/350) | No | 083160 | PROD COL IP AG23 CAP 0.4X50MM | 611 | 10% | 549.9
Thermo Scientific | Sample Prep (Autotrace and ASE 150/350) | No | 083217 | IonPac AS19 4µm, Analyt. Column, 4x250mm | 2040 | 10% | 1836
Thermo Scientific | Sample Prep (Autotrace and ASE 150/350) | No | 083221 | IonPac AG19 4µm, Guard Column, 4x50mm | 661 | 10% | 594.9
Thermo Scientific | Sample Prep (Autotrace and ASE 150/350) | No | 083223 | PROD,COL,IP,AS19,4UM,2X250MM | 2040 | 10% | 1836
Thermo Scientific | Sample Prep (Autotrace and ASE 150/350) | No | 083225 | PROD,COL,IP,AG19,4UM,2X50MM | 661 | 10% | 594.9
Thermo Scientific | Sample Prep (Autotrace and ASE 150/350) | No | 083251 | PROD,ICS-2100,LCD,EG-GRD,DG,CM,WIN7-64,P | 43500 | 10% | 39150
Thermo Scientific | Ion Chromatography (ICS 5000) | No | 083392 | PROD,SYS,ICS5+,QUAT SP(SB),DC,CD | 53900 | 12% | 47432
Thermo Scientific | Sample Prep (Autotrace and ASE 150/350) | No | 083475 | PROD,MAP,MOISTURE ABSORBING POLYMER | 160 | 10% | 144
Thermo Scientific | Sample Prep (Autotrace and ASE 150/350) | No | 083547 | PROD,SC-CERS,4MM | 2200 | 10% | 1980
Thermo Scientific | Sample Prep (Autotrace and ASE 150/350) | No | 083549 | PROD,SC-CERS,2MM | 2200 | 10% | 1980
Thermo Scientific | Sample Prep (Autotrace and ASE 150/350) | No | 083614 | KIT,DIONEX,AUTOTRACE,280,SAMPLE CLEANUP | 344 | 10% | 309.6
Thermo Scientific | Sample Prep (Autotrace and ASE 150/350) | No | 084714 | PROD,ACRS-ICE 500,4MM | 1390 | 10% | 1251
Thermo Scientific | Sample Prep (Autotrace and ASE 150/350) | No | 084715 | PROD,ACRS-ICE 500,9MM | 1390 | 10% | 1251
Thermo Scientific | Sample Prep (Autotrace and ASE 150/350) | No | 085028 | PROD,AERS500c,2MM | 1510 | 10% | 1359
Thermo Scientific | Sample Prep (Autotrace and ASE 150/350) | No | 085029 | PROD,AERS 500c,4MM | 1510 | 10% | 1359
Thermo Scientific | Sample Prep (Autotrace and ASE 150/350) | No | 085087 | PROD,ERD500,4MM | 1510 | 10% | 1359
Thermo Scientific | Sample Prep (Autotrace and ASE 150/350) | No | 085089 | PROD,ERD500,2MM | 1510 | 10% | 1359
Thermo Scientific | Sample Prep (Autotrace and ASE 150/350) | No | 085090 | PROD,ACRS,4MM | 1540 | 10% | 1386
Thermo Scientific | Sample Prep (Autotrace and ASE 150/350) | No | 085091 | PROD,ACRS,2MM | 1540 | 10% | 1386
Thermo Scientific | Sample Prep (Autotrace and ASE 150/350) | No | 085092 | PROD,CCRS,4MM | 1540 | 10% | 1386
Thermo Scientific | Sample Prep (Autotrace and ASE 150/350) | No | 085093 | PROD,CCRS,2MM | 1540 | 10% | 1386
Thermo Scientific | Sample Prep (Autotrace and ASE 150/350) | No | 85191 | ASSY,CHK VLV,EGC 500 | 15.2 | 100% | 0
Thermo Scientific | Ion Chromatography (ICS 5000) | No | 085324 | ASSY,KIT,BIOFUELS,ED3 | 106 | 12% | 93.28
Thermo Scientific | Ion Chromatography (ICS 5000) | No | 085325 | ASSY,BLK,DE,.062 GASKET,ED3 | 106 | 12% | 93.28
Thermo Scientific | Sample Prep (Autotrace and ASE 150/350) | No | 085359 | PROD,COL,IP,ASTC 500 | 399 | 10% | 359.1
Thermo Scientific | Sample Prep (Autotrace and ASE 150/350) | No | 088099 | PROD,CRTG,SolEx SCX,3mL,150mg,48/PKG | 555 | 10% | 499.5
Thermo Scientific | Sample Prep (Autotrace and ASE 150/350) | No | 088101 | Cartridge, SolEx SCX, 6mL, 100mg, 48/PKG | 573 | 10% | 515.7
Thermo Scientific | Sample Prep (Autotrace and ASE 150/350) | No | 088102 | Cartridge, SolEx SCX, 6mL, 200mg, 48/PKG | 604 | 10% | 543.6
Thermo Scientific | Sample Prep (Autotrace and ASE 150/350) | No | 088103 | SolEx SCX, 6 mL, 500 mg, Package of 36 | 604 | 10% | 543.6
Thermo Scientific | Sample Prep (Autotrace and ASE 150/350) | No | 088105 | PROD,CRTG,SolEx SAX,3mL,60mg,48/PKG | 525 | 10% | 472.5
Thermo Scientific | Sample Prep (Autotrace and ASE 150/350) | No | 088106 | PROD,CRTG,SolEx SAX,3mL,150mg,48/PKG | 573 | 10% | 515.7
Thermo Scientific | Sample Prep (Autotrace and ASE 150/350) | No | 088107 | Cartridge, SolEx SAX, 6mL, 100mg, 48/PKG | 581 | 10% | 522.9
Thermo Scientific | Sample Prep (Autotrace and ASE 150/350) | No | 088108 | SolEx SAX, 6 mL, 200 mg, Package of 48 | 604 | 10% | 543.6
Thermo Scientific | Sample Prep (Autotrace and ASE 150/350) | No | 088109 | Cartridge, SolEx SAX, 6mL, 500mg, 36/PKG | 604 | 10% | 543.6
Thermo Scientific | Sample Prep (Autotrace and ASE 150/350) | No | 088111 | PROD,CRTG,SolEx WAX,3mL,60mg,48/PKG | 525 | 10% | 472.5
Thermo Scientific | Sample Prep (Autotrace and ASE 150/350) | No | 088112 | PROD,CRTG,SolEx WAX,3mL,150mg,48/PKG | 555 | 10% | 499.5
Thermo Scientific | Sample Prep (Autotrace and ASE 150/350) | No | 088113 | PROD,CRTG,SolEx WAX,6mL,100mg,48/PKG | 573 | 10% | 515.7
Thermo Scientific | Sample Prep (Autotrace and ASE 150/350) | No | 088114 | PROD,CRTG,SolEx WAX,6mL,200mg,48/PKG | 604 | 10% | 543.6
Thermo Scientific | Sample Prep (Autotrace and ASE 150/350) | No | 088115 | PROD,CRTG,SolEx WAX,6mL,500mg,36/PKG | 604 | 10% | 543.6
Thermo Scientific | Sample Prep (Autotrace and ASE 150/350) | No | 088117 | PROD,CRTG,SolEx WCX,3mL,60mg,48/PKG | 525 | 10% | 472.5
Thermo Scientific | Sample Prep (Autotrace and ASE 150/350) | No | 088118 | PROD,CRTG,SolEx WCX,3mL,150mg,48/PKG | 555 | 10% | 499.5
Thermo Scientific | Sample Prep (Autotrace and ASE 150/350) | No | 088119 | PROD,CRTG,SolEx WCX,6mL,100mg,48/PKG | 573 | 10% | 515.7
Thermo Scientific | Sample Prep (Autotrace and ASE 150/350) | No | 088121 | PROD,CRTG,SolEx WCX,6mL,200mg,48/PKG | 604 | 10% | 543.6
Thermo Scientific | Sample Prep (Autotrace and ASE 150/350) | No | 088122 | PROD,CRTG,SolEx WCX,6mL,500mg,36/PKG | 604 | 10% | 543.6
Thermo Scientific | Sample Prep (Autotrace and ASE 150/350) | No | 088124 | PROD,CRTG,SolEx HRPHS,3mL,60mg,48/PKG | 525 | 10% | 472.5
Thermo Scientific | Sample Prep (Autotrace and ASE 150/350) | No | 088125 | PROD,CRTG,SolEx HRPHS,3mL,150mg,48/PKG | 555 | 10% | 499.5
Thermo Scientific | Sample Prep (Autotrace and ASE 150/350) | No | 088126 | Cartridge, SolEx HRPHS, 6mL,100mg,48/PKG | 573 | 10% | 515.7
Thermo Scientific | Sample Prep (Autotrace and ASE 150/350) | No | 088127 | PROD,CRTG,SolEx HRPHS,6mL,200mg,48/PKG | 604 | 10% | 543.6
Thermo Scientific | Sample Prep (Autotrace and ASE 150/350) | No | 088128 | Cartridge, SolEx HRPHS, 6mL,500mg,36/PKG | 581 | 10% | 522.9
Thermo Scientific | Sample Prep (Autotrace and ASE 150/350) | No | 088189 | PROD CRTG SolEx SCX 3mL 60mg 48/PKG | 525 | 10% | 472.5
Thermo Scientific | Sample Prep (Autotrace and ASE 150/350) | No | 088233 | CarboPac SA10, 4µm, 4x250mm | 2040 | 10% | 1836
Thermo Scientific | Sample Prep (Autotrace and ASE 150/350) | No | 088234 | CarboPac SA10G, 4µm, 4x50mm | 661 | 10% | 594.9
Thermo Scientific | Sample Prep (Autotrace and ASE 150/350) | No | 088235 | CarboPac SA10, 4µm, 2x250mm | 2040 | 10% | 1836
Thermo Scientific | Sample Prep (Autotrace and ASE 150/350) | No | 088236 | CarboPac SA10G, 4µm, 2x50mm | 661 | 10% | 594.9
Thermo Scientific | Ion Chromatography (ICS 5000) | No | 088243 | ASSY PCUT SAMPLE LOOP 10UL PK | 71.2 | 12% | 62.65
Thermo Scientific | Sample Prep (Autotrace and ASE 150/350) | No | 088296 | IonPac AG9-HC Cap. Guard, 0.4 x 50mm | 548 | 10% | 493.2
Thermo Scientific | Sample Prep (Autotrace and ASE 150/350) | No | 088345 | Thimbles Cellulose 10 mL (pkg of 25) | 508 | 10% | 457.2
Thermo Scientific | Sample Prep (Autotrace and ASE 150/350) | No | 088346 | Thimbles Glass Fiber 10 mL (pkg of 25) | 620 | 10% | 558
Thermo Scientific | Sample Prep (Autotrace and ASE 150/350) | No | 088347 | Thimbles Cellulose 22 mL (pkg of 25) | 508 | 10% | 457.2
Thermo Scientific | Sample Prep (Autotrace and ASE 150/350) | No | 088348 | Thimbles Glass Fiber 22 mL (pkg of 25) | 656 | 10% | 590.4
Thermo Scientific | Sample Prep (Autotrace and ASE 150/350) | No | 088349 | Thimbles Cellulose 34 mL (pkg of 25) | 508 | 10% | 457.2
Thermo Scientific | Sample Prep (Autotrace and ASE 150/350) | No | 088350 | Thimbles Glass Fiber 34 mL (pkg of 25) | 656 | 10% | 590.4
Thermo Scientific | Sample Prep (Autotrace and ASE 150/350) | No | 088351 | Thimbles Cellulose 66 mL (pkg of 25) | 508 | 10% | 457.2
Thermo Scientific | Sample Prep (Autotrace and ASE 150/350) | No | 088352 | Thimbles Glass Fiber 66 mL (pkg of 25) | 656 | 10% | 590.4
Thermo Scientific | Sample Prep (Autotrace and ASE 150/350) | No | 088353 | Thimbles Cellulose 100 mL (pkg of 25) | 508 | 10% | 457.2
Thermo Scientific | Sample Prep (Autotrace and ASE 150/350) | No | 088354 | Thimbles Glass Fiber 100 mL (pkg of 25) | 664 | 10% | 597.6
Thermo Scientific | Sample Prep (Autotrace and ASE 150/350) | No | 088355 | PROD,CRTG,1CC,12PKG,ONGII,A | 102 | 10% | 91.8
Thermo Scientific | Sample Prep (Autotrace and ASE 150/350) | No | 088356 | PROD,CRTG,1CC,12PKG,ONGII,M | 144 | 10% | 129.6
Thermo Scientific | Sample Prep (Autotrace and ASE 150/350) | No | 088357 | PROD,CRTG,1CC,12PKG,ONGII,Na | 102 | 10% | 91.8
Thermo Scientific | Sample Prep (Autotrace and ASE 150/350) | No | 088358 | PROD,CRTG,1CC,12PKG,ONGII,P | 102 | 10% | 91.8
Thermo Scientific | Sample Prep (Autotrace and ASE 150/350) | No | 088393 | 904.CHEMI SERVICE IGP ROCKET EVAPORATOR | 2900 | 10% | 2610
Thermo Scientific | Sample Prep (Autotrace and ASE 150/350) | No | 088428 | ASE PREP FLORISIL 6ML 500MG RESIN 30 PK | 250 | 10% | 225
Thermo Scientific | Sample Prep (Autotrace and ASE 150/350) | No | 088430 | ASE PREP ALUMINA NEUTRAL 6ML 500MG RESIN | 250 | 10% | 225
Thermo Scientific | Sample Prep (Autotrace and ASE 150/350) | No | 088433 | ASE PREP ALUMINA ACID 6ML 500MG RESIN | 250 | 10% | 225
Thermo Scientific | Sample Prep (Autotrace and ASE 150/350) | No | 088434 | ASE PREP ALUMINA BASE 6ML 500MG RESIN | 250 | 10% | 225
Thermo Scientific | Sample Prep (Autotrace and ASE 150/350) | No | 088437 | IonPac AS27 Analyt. Column, 4 x 250mm | 1870 | 10% | 1683
Thermo Scientific | Sample Prep (Autotrace and ASE 150/350) | No | 088438 | IonPac AG27 Guard Column, 4 x 50mm | 611 | 10% | 549.9
Thermo Scientific | Sample Prep (Autotrace and ASE 150/350) | No | 088439 | IonPac AS27 Analyt. Column, 2 x 250mm | 1870 | 10% | 1683
Thermo Scientific | Sample Prep (Autotrace and ASE 150/350) | No | 088440 | IonPac AG27 Guard Column, 2 x 50mm | 611 | 10% | 549.9
Thermo Scientific | Sample Prep (Autotrace and ASE 150/350) | No | 088453 | EGC 500 K2CO3 Cartridge | 2260 | 10% | 2034
Thermo Scientific | Sample Prep (Autotrace and ASE 150/350) | No | 088467 | PROD,MIXER,EGC500,K2CO3,2MM,HP | 635 | 10% | 571.5
Thermo Scientific | Sample Prep (Autotrace and ASE 150/350) | No | 088468 | PROD,MIXER,EGC500,K2CO3,4MM,HP | 635 | 10% | 571.5
Thermo Scientific | Sample Prep (Autotrace and ASE 150/350) | No | 088471 | PROD,EPM500,ELECTROLYTIC PH MODIFIER | 1990 | 10% | 1791
Thermo Scientific | Sample Prep (Autotrace and ASE 150/350) | No | 088486 | IonPac AS22 Fast, 4µm, 4x150mm | 2040 | 10% | 1836
Thermo Scientific | Sample Prep (Autotrace and ASE 150/350) | No | 088487 | IonPac AG22 Fast, 4µm, 4x30mm, Guard | 661 | 10% | 594.9
Thermo Scientific | Sample Prep (Autotrace and ASE 150/350) | No | 088488 | IonPac AS22 Fast, 4µm, 2x150mm | 2040 | 10% | 1836
Thermo Scientific | Sample Prep (Autotrace and ASE 150/350) | No | 088489 | IonPac AG22 Fast, 4µm, 2x30mm, Guard | 661 | 10% | 594.9
Thermo Scientific | Sample Prep (Autotrace and ASE 150/350) | No | 088490 | IonPac AS22 Fast, 4µm, Cap, 0.4x150mm | 1810 | 10% | 1629
Thermo Scientific | Sample Prep (Autotrace and ASE 150/350) | No | 088582 | IonPac CS16, 4µm, 2x250mm | 2040 | 10% | 1836
Thermo Scientific | Sample Prep (Autotrace and ASE 150/350) | No | 088583 | IonPac CG16, 4µm, 2x50mm | 661 | 10% | 594.9
Thermo Scientific | Sample Prep (Autotrace and ASE 150/350) | No | 088584 | PROD,COL,IP,CS16-4UM,4X250MM | 2040 | 10% | 1836
Thermo Scientific | Sample Prep (Autotrace and ASE 150/350) | No | 088585 | PROD,COL,IP,CG16-4UM,4X50MM | 661 | 10% | 594.9
Thermo Scientific | Sample Prep (Autotrace and ASE 150/350) | No | 088642 | PROD,COL,IP,CG16-4UM,CAP,0.4X35MM | 593 | 10% | 533.7
Thermo Scientific | Sample Prep (Autotrace and ASE 150/350) | No | 088652 | PROD,COL,CP,SA10-Fast,4UM,4X150MM | 1630 | 10% | 1467
Thermo Scientific | Sample Prep (Autotrace and ASE 150/350) | No | 088654 | PROD,COL,CP,SA10G-Fast,4µm,4X30MM | 527 | 10% | 474.3
Thermo Scientific | Sample Prep (Autotrace and ASE 150/350) | No | 088662 | PROD,COL,CR-ATC600,TRACKING ENABLED | 1680 | 10% | 1512
Thermo Scientific | Sample Prep (Autotrace and ASE 150/350) | No | 088663 | PROD,COL,CR-CTC600,TRACKING ENABLED | 1680 | 10% | 1512
Thermo Scientific | Ion Chromatography | No | 088666 | Dionex ADRS 600 (4 mm) Anion Dynamically Regenerated Suppressor | 1520 | 8% | 1398.4
Thermo Scientific | Ion Chromatography | No | 088667 | Dionex ADRS 600 (2 mm) Anion Dynamically Regenerated Suppressor | 1520 | 8% | 1398.4
Thermo Scientific | Ion Chromatography | No | 088668 | Dionex CDRS 600 (4 mm) Cation Dynamically Regenerated Suppressor | 1520 | 8% | 1398.4
Thermo Scientific | Ion Chromatography | No | 088670 | Dionex CDRS 600 (2 mm) Cation Dynamically Regenerated Suppressor | 1520 | 8% | 1398.4
Thermo Scientific | Sample Prep (Autotrace and ASE 150/350) | No | 088747 | PROD,COL,IP,AS28,4UM,4X150MM | 2040 | 10% | 1836
Thermo Scientific | Sample Prep (Autotrace and ASE 150/350) | No | 088748 | PROD,COL,IP,AG28,4UM,4X30MM | 661 | 10% | 594.9
Thermo Scientific | Sample Prep (Autotrace and ASE 150/350) | No | 088749 | PROD,COL,IP,AS28,4UM,2X150MM | 2040 | 10% | 1836
Thermo Scientific | Sample Prep (Autotrace and ASE 150/350) | No | 088750 | PROD,COL,IP,AG28,4UM,2X30MM | 661 | 10% | 594.9
Thermo Scientific | Sample Prep (Autotrace and ASE 150/350) | No | 088796 | KIT,VIPER,C/CT INTEGRION | 507 | 10% | 456.3
Thermo Scientific | Sample Prep (Autotrace and ASE 150/350) | No | 088797 | KIT,VIPER,E/ET/ETwTEC,INTEGRON | 635 | 10% | 571.5
Thermo Scientific | Sample Prep (Autotrace and ASE 150/350) | No | 088798 | KIT,VIPER,XT INTEGRION | 762 | 10% | 685.8
Thermo Scientific | Sample Prep (Autotrace and ASE 150/350) | No | 088799 | KIT,VIPER,ICS 4000,CD | 1030 | 10% | 927
Thermo Scientific | Sample Prep (Autotrace and ASE 150/350) | No | 088800 | KIT,VIPER,ICS 4000,ED | 1200 | 10% | 1080
Thermo Scientific | Sample Prep (Autotrace and ASE 150/350) | No | 088801 | KIT,VIPER,ICS 5000+ CAP,CD | 1420 | 10% | 1278
Thermo Scientific | Sample Prep (Autotrace and ASE 150/350) | No | 088802 | KIT,VIPER,ICS 5000+ CAP,ED | 1590 | 10% | 1431
Thermo Scientific | Sample Prep (Autotrace and ASE 150/350) | No | 088803 | KIT,VIPER,ICS 5000+ 2,4 MM CD | 1300 | 10% | 1170
Thermo Scientific | Sample Prep (Autotrace and ASE 150/350) | No | 088804 | KIT,VIPER,ICS 5000+ 2,4 MM ED | 1110 | 10% | 999
Thermo Scientific | Sample Prep (Autotrace and ASE 150/350) | No | 088953 | PROD,COL,CP, PA210,Fast,4UM,4X150MM | 1910 | 10% | 1719
Thermo Scientific | Sample Prep (Autotrace and ASE 150/350) | No | 088954 | PROD,COL,CP, PA210,Fast,4UM,2X150MM | 1910 | 10% | 1719
Thermo Scientific | Sample Prep (Autotrace and ASE 150/350) | No | 088955 | PROD,COL,CP, PA210G,Fast,4UM,4X30MM | 617 | 10% | 555.3
Thermo Scientific | Sample Prep (Autotrace and ASE 150/350) | No | 088956 | PROD,COL,CP, PA210G,Fast,4UM,2X30MM | 617 | 10% | 555.3
Thermo Scientific | Sample Prep (Autotrace and ASE 150/350) | No | 088964 | PROD,RGNT,STD,6 CA-RTS,50ML | 214 | 10% | 192.6
Thermo Scientific | Sample Prep (Autotrace and ASE 150/350) | No | 088969 | PROD,RGNT,STD,6 CA-RTS,100X,50ML | 309 | 10% | 278.1
Thermo Scientific | Sample Prep (Autotrace and ASE 150/350) | No | 302504 | PROD,GUARDCAP,H,5ML,125/BX | 482 | 10% | 433.8
Thermo Scientific | Sample Prep (Autotrace and ASE 150/350) | No | 302511 | PROD,RGNT,7 AN-RTS,CONC,50ML | 309 | 10% | 278.1
Thermo Scientific | Sample Prep (Autotrace and ASE 150/350) | No | 302555 | PROD,COL,IP,AS23-4UM,4X250MM | 2040 | 10% | 1836
Thermo Scientific | Sample Prep (Autotrace and ASE 150/350) | No | 302556 | PROD,COL,IP,AG23-4UM,4X50MM | 661 | 10% | 594.9
Thermo Scientific | Sample Prep (Autotrace and ASE 150/350) | No | 302557 | PROD,COL,IP,AS23-4UM,2X250MM | 2040 | 10% | 1836
Thermo Scientific | Sample Prep (Autotrace and ASE 150/350) | No | 302558 | PROD,COL,IP,AG23-4UM,2X50MM | 661 | 10% | 594.9
Thermo Scientific | Sample Prep (Autotrace and ASE 150/350) | No | 302661 | PROD,AERS500e,4mm | 1520 | 10% | 1368
Thermo Scientific | Sample Prep (Autotrace and ASE 150/350) | No | 302662 | PROD,AERS500e,2mm | 1520 | 10% | 1368
Thermo Scientific | Sample Prep (Autotrace and ASE 150/350) | No | 302663 | PROD,CERS500e,4mm | 1520 | 10% | 1368
Thermo Scientific | Sample Prep (Autotrace and ASE 150/350) | No | 302664 | PROD,CERS500e,2mm | 1520 | 10% | 1368
Thermo Scientific | Ion Chromatography | No | 302766 | Dionex™ EGC 400 KOH Eluent Generator Cartridge used with the Dual EGC application on the ICS 6000 system | 2150 | 8% | 1978
Thermo Scientific | Ion Chromatography | No | 302893 | PROD,VIPER LOOP,25uL,.007 ID,(1007MM) | 147 | 8% | 135.24
Thermo Scientific | Ion Chromatography | No | 302895 | PROD,VIPER LOOP,10 uL,.007 ID,(402mm) | 123 | 8% | 113.16
Thermo Scientific | Ion Chromatography | No | 302897 | PROD,VIPER LOOP,5 uL,.007 ID,(201mm) | 123 | 8% | 113.16
Thermo Scientific | Ion Chromatography | No | 302899 | PROD,VIPER LOOP,2.5 uL,.007 ID,(100mm) | 123 | 8% | 113.16
Thermo Scientific | Ion Chromatography | No | 302959 | PROD,VIPERASSY,.007ID,8.0",PORT3-GRD IN | 231 | 8% | 212.52
Thermo Scientific | Ion Chromatography | No | 302960 | PROD,VIPERASSY,.007ID,16.0",DEGOUT-PORT2 | 231 | 8% | 212.52
Thermo Scientific | Ion Chromatography | No | 303147 | Dionex IonPac AS31 Analytical Column (2 x 250 mm) | 1830 | 8% | 1683.6
Thermo Scientific | Ion Chromatography | No | 303148 | Dionex IonPac AG31 Guard Column (2 x 50 mm) | 597 | 8% | 549.24
Thermo Scientific | Ion Chromatography | No | 303153 | Dionex IonPac AS32-Fast-4µm Analytical Column (2 x 150 mm) | 2040 | 8% | 1876.8
Thermo Scientific | Ion Chromatography | No | 303154 | Dionex IonPac AG32-Fast-4µm Guard Column (2 x 30 mm) | 661 | 8% | 608.12
Thermo Scientific | Ion Chromatography | No | 303167 | Dionex Chlorite Standard (1000 mg/L), 125 mL | 136 | 8% | 125.12
Thermo Scientific | Ion Chromatography | No | 303168 | Dionex Bromate Standard (1000 mg/L), 125 mL | 136 | 8% | 125.12
Thermo Scientific | Ion Chromatography | No | 303169 | Dionex Nitrite Standard (1000 mg/L), 125 mL | 136 | 8% | 125.12
Thermo Scientific | Ion Chromatography | No | 303170 | Dionex Chlorate Standard (1000 mg/L), 125 mL | 136 | 8% | 125.12
Thermo Scientific | Ion Chromatography | No | 303172 | Dionex Phosphate Standard (1000 mg/L), 125 mL | 136 | 8% | 125.12
Thermo Scientific | Ion Chromatography | No | 303173 | Dionex Nine Anion Standard, 50 mL. | 291 | 8% | 267.72
Thermo Scientific | Ion Chromatography | No | 303272 | Dionex CarboPac PA1-1mm Analytical column (1 x 250 mm) | 1700 | 8% | 1564
Thermo Scientific | Ion Chromatography | No | 303273 | Dionex CarboPac PA1-1mm Guard column (1 x 50 mm) | 553 | 8% | 508.76
Thermo Scientific | Ion Chromatography | No | 303346 | Dionex CarboPac PA300-4µm Guard Column (2 x 250 mm) | 1780 | 8% | 1637.6
Thermo Scientific | Ion Chromatography | No | 303347 | Dionex CarboPac PA300-4µm Analytical Column (2 x 50 mm) | 583 | 8% | 536.36
Thermo Scientific | Ion Chromatography | No | 303348 | Dionex IonPac CS21-Fast-4μm column 2 × 150 mm (110 μeq) | 1930 | 8% | 1775.6
Thermo Scientific | Ion Chromatography | No | 303349 | Dionex IonPac CS21-Guard column 2 × 30 mm (22 μeq) | 631 | 8% | 580.52
Thermo Scientific | Ion Chromatography | No | 303369 | Dionex CarboPac PA20 1mm Analytical column (1 x 150 mm) | 1700 | 8% | 1564
Thermo Scientific | Ion Chromatography | No | 303370 | Dionex CarboPac PA20 1mm Guard column (1 x 30 mm) | 553 | 8% | 508.76
Thermo Scientific | Ion Chromatography | No | 303377 | 1-mm RFIC+ Dual EGC Viper kit | 2380 | 8% | 2189.6
Thermo Scientific | ICP-MS (Element 2 and Element XR) | No | 0722545 | Cetac ASX-112 FR with Peripump Option | 13600 | 5% | 12920
Thermo Scientific | ICP-MS (Element 2 and Element XR) | No | 0724710 | ELEMENT 2 mass spectrometer including standard sample inlet system with concentric nebulizer, quartz spray chamber, peristaltic pump, plugin slit device, corrosive resistant interface, computer, no printer. | 606600 | 5% | 576270
Thermo Scientific | ICP-MS (Element 2 and Element XR) | No | 0724729 | ELEMENT XR mass spectrometer with extended dynamic range incl. specialized sample inlet system with concentric nebulizer (200 µL/min), quartz cyclonic spray chamber, peristaltic pump, plug in slits, corrosive resistant interface, computer, no printer. | 663200 | 12% | 583616
Thermo Scientific | ICP-MS (Element 2 and Element XR) | No | 0724776 | 2nd Computer incl. preinstalled software, incl. 23" monitor | 7010 | 5% | 6659.5
Thermo Scientific | ICP-MS (Element 2 and Element XR) | No | 0725216 | DFS Dioxins & POPs Basic Package - Including DFS, Trace 1310, SSL injector, TriPlus RSH, TargetQuan 3.0. Windows 7, Xcalibur 2.2 | 609000 | 5% | 578550
Thermo Scientific | ICP-MS (Element 2 and Element XR) | No | 0725226 | DFS Magnetic Sector MS - Windows 7, Xcalibur 2.2 | 556100 | 5% | 528295
Thermo Scientific | ICP-MS (Element 2 and Element XR) | No | 0725231 | DFS Dioxins & POPs Flexibility Package - Including DFS, two Trace 1310, SSL injectors, TriPlus RSH extended, TargetQuan 3.0. Windows 7, Xcalibur 2.2 | 651100 | 5% | 618545
Thermo Scientific | ICP-MS (Element 2 and Element XR) | No | 0725240 | DFS Dioxins & POPs Productivity Package - DualData XL - Including; DFS, two Trace 1310, SSL injectors, TriPlus RSH extended, TargetQuan 3.0. Windows 7, Xcalibur 2.2, 3-days Operator Training on Dual Data XL | 770400 | 5% | 731880
Thermo Scientific | Gas Chromatography Mass Spectrometry (Exactive GC and Q Exactive GC) | No | 0725500 | Q Exactive GC hybrid quadrupole-Orbitrap mass spectrometer. Includes electron ionization (EI) and chemical ionization (CI) sources, TRACE 1310 GC mainframe, data system, TraceFinder General Quan with Unknown Screening, deconvolution plug-in for TraceFinder, NIST 14 MS spectral library, Food and Environmental Contaminants Library for Orbitrap GC/MS Systems | 833500 | 12% | 733480
Thermo Scientific | LCMS (Orbitrap, Ion Trap, Triple Quad) | No | 0726030 | Q-Exactive Plus System (includes HESI Probe, Syringe, 6 port valve) | 693700 | 12% | 610456
Thermo Scientific | LCMS (Orbitrap, Ion Trap, Triple Quad) | No | 0726034 | Enhanced Resolution Mode for Q Exactive Plus (Factory installed only) | 36100 | 12% | 31768
Thermo Scientific | LCMS (Orbitrap, Ion Trap, Triple Quad) | No | 0726038 | Protein Mode for Q Exactive Plus or Q Exactive HF (Factory installed only) | 28600 | 12% | 25168
Thermo Scientific | LCMS (Orbitrap, Ion Trap, Triple Quad) | No | 0726055 | BioPharma Option Q Exactive Plus-factory installed | 88500 | 12% | 77880
Thermo Scientific | LCMS (Orbitrap, Ion Trap, Triple Quad) | No | 0726090 | Q Exactive UHMR basic system (includes HESI Probe, Syringe Pump, 6 port valve) | 922100 | 12% | 811448
Thermo Scientific | TEA /ICP-OES (iCAP 7200/7400/7600) | No | 0731260 | Qtegra for iCAP 6000 DVD and license | 6020 | 15% | 5117
Thermo Scientific | TEA /ICP-OES (iCAP 7200/7400/7600) | No | 0731263 | Qtegra for iCAP 7000 - DVD and license | 1600 | 15% | 1360
Thermo Scientific | TEA /ICP-OES (iCAP 7200/7400/7600) | No | 0731266 | Qtegra for iCAP Q, DVD and license | 1420 | 15% | 1207
Thermo Scientific | TEA /ICP-OES (iCAP 7200/7400/7600) | No | 0731289 | iCAP RQ (C2) bundle with Argon Gas Dilut | 208400 | 15% | 177140
Thermo Scientific | TEA/ICP-MS (iCAP RQ) | No | 0731291 | iCAP RQ (C1) | 184400 | 21% | 145676
Thermo Scientific | TEA /ICP-OES (iCAP 7200/7400/7600) | No | 0731292 | iCAP RQ (C1) + 250 Gas Kit | 190600 | 15% | 162010
Thermo Scientific | TEA /ICP-OES (iCAP 7200/7400/7600) | No | 0731293 | iCAP RQ (C1) + 1000 Gas Kit | 176000 | 15% | 149600
Thermo Scientific | TEA /ICP-OES (iCAP 7200/7400/7600) | No | 0731294 | iCAP RQ (C1) + 250&1000 Gas Kits | 196800 | 15% | 167280
Thermo Scientific | TEA /ICP-OES (iCAP 7200/7400/7600) | No | 0731296 | iCAP RQ (C1) bundle with Argon Gas Dilut | 192100 | 15% | 163285
Thermo Scientific | TEA /ICP-OES (iCAP 7200/7400/7600) | No | 0731297 | iCAP RQ (C2) | 200500 | 15% | 170425
Thermo Scientific | TEA /ICP-OES (iCAP 7200/7400/7600) | No | 0731298 | iCAP RQ (C2) + 250 Gas Kit | 206700 | 15% | 175695
Thermo Scientific | TEA /ICP-OES (iCAP 7200/7400/7600) | No | 0731299 | iCAP RQ (C2) + 1000 Gas Kit | 190900 | 15% | 162265
Thermo Scientific | TEA /ICP-OES (iCAP 7200/7400/7600) | No | 0731301 | iCAP RQ (C1) with prepFAST2 autodilution | 206800 | 15% | 175780
Thermo Scientific | TEA /ICP-OES (iCAP 7200/7400/7600) | No | 0731302 | iCAP RQ (C2) with prepFAST2 autodilution | 221600 | 15% | 188360
Thermo Scientific | TEA /ICP-OES (iCAP 7200/7400/7600) | No | 0731303 | iCAP RQ (C2)_250 Gas Kit_SEMI/UHPC kit | 210500 | 15% | 178925
Thermo Scientific | TEA /ICP-OES (iCAP 7200/7400/7600) | No | 0731323 | iCAP 7600 Duo Sprint Automated | 124700 | 15% | 105995
Thermo Scientific | TEA /ICP-OES (iCAP 7200/7400/7600) | No | 0731325 | iCAP 7400 Duo Automated (NA) | 115300 | 15% | 98005
Thermo Scientific | TEA /ICP-OES (iCAP 7200/7400/7600) | No | 0731328 | iCAP 7600 Radial Sprint Automated (NA) | 124100 | 15% | 105485
Thermo Scientific | TEA/ICP-MS (iCAP RQ) | No | 0731331 | iCAP RQ (C2) HPLD | 202100 | 15% | 171785
Thermo Scientific | TEA/ICP-MS (iCAP RQ) | No | 0731546 | iCAP TQ ICP-MS | 354400 | 15% | 301240
Thermo Scientific | TEA/ICP-MS (iCAP RQ) | No | 0731549 | iCAP RQ (C2) + 250&1000 Gas Kits | 212900 | 15% | 180965
Thermo Scientific | TEA/ICP-MS (iCAP RQ) | No | 0731550 | iCAP TQ ICP-MS + 250 Gas Kit | 361000 | 15% | 306850
Thermo Scientific | TEA/ICP-MS (iCAP RQ) | No | 0731551 | iCAP TQ ICP-MS + 1000 Gas Kit | 361000 | 15% | 306850
Thermo Scientific | TEA/ICP-MS (iCAP RQ) | No | 0731552 | iCAP TQ ICP-MS + 250&1000 Gas Kits | 367300 | 15% | 312205
Thermo Scientific | TEA/ICP-MS (iCAP RQ) | No | 0731553 | iCAP TQs ICP-MS + 250 Gas Kit | 453400 | 15% | 385390
Thermo Scientific | LCMS (Orbitrap, Ion Trap, Triple Quad) | No | 0732155 | EXACTIVE Plus HCD System (includes HESI Probe, Syringe, 6 port valve) | 338800 | 12% | 298144
Thermo Scientific | ICP-MS (Element 2 and Element XR) | No | 0737120 | Detection limits in H2SO4, up to 16 elements | 34700 | 5% | 32965
Thermo Scientific | ICP-MS (Element 2 and Element XR) | No | 0737130 | Detection limits in HCl, up to 16 elements | 34700 | 5% | 32965
Thermo Scientific | ICP-MS (Element 2 and Element XR) | No | 0737140 | Detection limits in iso propyl alcohol, up to 16 elements | 34700 | 5% | 32965
Thermo Scientific | ICP-MS (Element 2 and Element XR) | No | 0737150 | Detection limits in uranium matrix | 34700 | 5% | 32965
Thermo Scientific | ICP-MS (Element 2 and Element XR) | No | 0737160 | Isotope ratio determination, one ratio | 6800 | 5% | 6460
Thermo Scientific | ICP-MS (Element 2 and Element XR) | No | 0739500 | 5-Day DFS Factory Operator Training for Quantitative Applications in Bremen | 5600 | 5% | 5320
Thermo Scientific | Ion Chromatography (ICS 5000) | No | 940058 | PWR SPY,15W,+24V,0.62A,UNIV,IN | 223 | 12% | 196.24
Thermo Scientific | Ion Chromatography | No | 952085 | CARBOARD CARTON PRIME 30 PCES | 328 | 8% | 301.76
Thermo Scientific | Ion Chromatography | No | 952086 | TRASH BAGS PRIME 60 PCES | 223 | 8% | 205.16
Thermo Scientific | Sample Prep (Autotrace and ASE 150/350) | No | 960779 | CBL,USB,16 FEET | 90.2 | 10% | 81.18
Thermo Scientific | Ion Chromatography | No | 980659 | CLEANSING SOLUTION 100 ML | 17.7 | 8% | 16.28
Thermo Scientific | Ion Chromatography | No | 980929 | SOLUTION FOR WASHING | 125 | 8% | 115
Thermo Scientific | Ion Chromatography | No | 981455 | REAGENT VESSEL 60 ML | 299 | 8% | 275.08
Thermo Scientific | Ion Chromatography | No | 981456 | REAGENT VESSEL 20 ML | 135 | 8% | 124.2
Thermo Scientific | Ion Chromatography | No | 981470 | SAMPLE CUPS RACK,HOLDING 20 CUPS,1pc | 143 | 8% | 131.56
Thermo Scientific | Ion Chromatography | No | 981712 | TUBING MAINT SOLUTION | 84 | 8% | 77.28
Thermo Scientific | Ion Chromatography | No | 981842 | WASH FLUID 8 X 20 ML | 67.2 | 8% | 61.82
Thermo Scientific | Ion Chromatography | No | 984000 | MULTICELL CUVETTE | 1400 | 8% | 1288
Thermo Scientific | Ion Chromatography | No | 984030 | WASHING SOLUTION 4.5% (4 X 20 ML) | 88 | 8% | 80.96
Thermo Scientific | Ion Chromatography | No | 984041 | SEGMENT FOR TUBE OF 5 OR 7 ML | 702 | 8% | 645.84
Thermo Scientific | Ion Chromatography | No | 984050 | REAGENT VESSLE 10 ML | 135 | 8% | 124.2
Thermo Scientific | Ion Chromatography | No | 984051 | SEGMENT FOR TUBE OF 10ML | 728 | 8% | 669.76
Thermo Scientific | Ion Chromatography | No | 984055 | WASTE BAG KONELAB 20/30 | 257 | 8% | 236.44
Thermo Scientific | Ion Chromatography | No | 984074 | SEGMENT KUSTI | 675 | 8% | 621
Thermo Scientific | Ion Chromatography | No | 984100 | CUVETTES (100 racks - 9200 positions) | 1040 | 8% | 956.8
Thermo Scientific | Ion Chromatography | No | 984187 | TON ENZYMATIC 0-10 MG/L | 212 | 8% | 195.04
Thermo Scientific | Ion Chromatography | No | 984208 | Empty column | 430 | 8% | 395.6
Thermo Scientific | Ion Chromatography | No | 984300 | ETHANOL | 155 | 8% | 142.6
Thermo Scientific | Ion Chromatography | No | 984301 | D-Glocuse + D- Fructose + Sucrose | 487 | 8% | 448.04
Thermo Scientific | Ion Chromatography | No | 984302 | D-FRUCTOSE | 113 | 8% | 103.96
Thermo Scientific | Ion Chromatography | No | 984303 | ACETIC ACID 1000 T | 476 | 8% | 437.92
Thermo Scientific | Ion Chromatography | No | 984304 | D-GLUCOSE | 95.1 | 8% | 87.49
Thermo Scientific | Ion Chromatography | No | 984305 | Beta-Glucan | 679 | 8% | 624.68
Thermo Scientific | Ion Chromatography | No | 984306 | ACIDE D-LACTIQUE | 282 | 8% | 259.44
Thermo Scientific | Ion Chromatography | No | 984307 | "Potassium reagent, 300 tests" | 376 | 8% | 345.92
Thermo Scientific | Ion Chromatography | No | 984308 | L-LACTIC ACID | 220 | 8% | 202.4
Thermo Scientific | Ion Chromatography | No | 984309 | Tartaric acid | 209 | 8% | 192.28
Thermo Scientific | Ion Chromatography | No | 984310 | L-MALIC ACID | 137 | 8% | 126.04
Thermo Scientific | Ion Chromatography | No | 984311 | L-MALIC ACID 1000T | 322 | 8% | 296.24
Thermo Scientific | Ion Chromatography | No | 984312 | GLUCOSE TOTAL (SACCHAROSE) | 147 | 8% | 135.24
Thermo Scientific | Ion Chromatography | No | 984313 | D-GLUCOSE/FRUCTOSE 1000T | 353 | 8% | 324.76
Thermo Scientific | Ion Chromatography | No | 984314 | GLUCOSE / FRUCTOSE | 144 | 8% | 132.48
Thermo Scientific | Ion Chromatography | No | 984315 | LIPASE | 214 | 8% | 196.88
Thermo Scientific | Ion Chromatography | No | 984316 | GLYCEROL | 152 | 8% | 139.84
Thermo Scientific | Ion Chromatography | No | 984317 | D-GLUCOSE+D-FRUCTOSE-SUCROSE | 177 | 8% | 162.84
Thermo Scientific | Ion Chromatography | No | 984318 | ACETIC ACID | 159 | 8% | 146.28
Thermo Scientific | Ion Chromatography | No | 984319 | L-ASPARAGINE - L-ASPARTIC ACID | 519 | 8% | 477.48
Thermo Scientific | Ion Chromatography | No | 984320 | KIT AMMONIAC | 118 | 8% | 108.56
Thermo Scientific | Ion Chromatography | No | 984321 | Urea-Ammonia Reagent Kit | 129 | 8% | 118.68
Thermo Scientific | Ion Chromatography | No | 984322 | D-ISOCITRIC ACID KIT (3 x 2 VIALS) | 143 | 8% | 131.56
Thermo Scientific | Ion Chromatography | No | 984323 | LACTOSE 3 X 24 ml | 181 | 8% | 166.52
Thermo Scientific | Ion Chromatography | No | 984324 | Cholesterol food | 183 | 8% | 168.36
Thermo Scientific | Ion Chromatography | No | 984325 | B-HYDROXYBUTURATE KIT (3 x 2 VIALS) | 275 | 8% | 253
Thermo Scientific | Ion Chromatography | No | 984326 | TOTAL IRON (FE) | 83 | 8% | 76.36
Thermo Scientific | Ion Chromatography | No | 984327 | CITRIC ACID | 115 | 8% | 105.8
Thermo Scientific | Ion Chromatography | No | 984328 | TOTAL PROTEIN REAGENT | 36.2 | 8% | 33.3
Thermo Scientific | Ion Chromatography | No | 984330 | 1ECM pH 2 Std | 74 | 8% | 68.08
Thermo Scientific | Ion Chromatography | No | 984331 | 1ECM pH 4 Std | 67.4 | 8% | 62
Thermo Scientific | Ion Chromatography | No | 984332 | 1ECM pH 7 Std | 67.4 | 8% | 62
Thermo Scientific | Ion Chromatography | No | 984333 | 1ECM pH 10 Std | 75.6 | 8% | 69.55
Thermo Scientific | Ion Chromatography | No | 984334 | 1ECM pH 12 Std | 88.5 | 8% | 81.42
Thermo Scientific | Ion Chromatography | No | 984336 | ECM Conductivity 1.4 Std | 119 | 8% | 109.48
Thermo Scientific | Ion Chromatography | No | 984337 | ECM Conductivity 13 Std | 119 | 8% | 109.48
Thermo Scientific | Ion Chromatography | No | 984338 | ECM Conductivity 112 Std | 235 | 8% | 216.2
Thermo Scientific | Ion Chromatography | No | 984339 | ECM Conductivity 0.08 Std | 145 | 8% | 133.4
Thermo Scientific | Ion Chromatography | No | 984340 | ECM Prime | 97.3 | 8% | 89.51
Thermo Scientific | Ion Chromatography | No | 984342 | ALPHA AMINO NITROGEN | 74.4 | 8% | 68.44
Thermo Scientific | Ion Chromatography | No | 984345 | SO2 TOTAL | 72.6 | 8% | 66.79
Thermo Scientific | Ion Chromatography | No | 984346 | TOTAL POLYPHENOL 3 X 20 ml/3 X 12 ml | 86.3 | 8% | 79.39
Thermo Scientific | Ion Chromatography | No | 984347 | ACETALDEHYD | 134 | 8% | 123.28
Thermo Scientific | Ion Chromatography | No | 984348 | OXALIC ACID | 286 | 8% | 263.12
Thermo Scientific | Ion Chromatography | No | 984349 | PH (COLORIMETRIC) | 47.6 | 8% | 43.79
Thermo Scientific | Ion Chromatography | No | 984350 | TON VANADIUM R1 | 76.1 | 8% | 70.01
Thermo Scientific | Ion Chromatography | No | 984351 | TON VANADIUM R2 | 67 | 8% | 61.64
Thermo Scientific | Ion Chromatography | No | 984353 | BC System liquid | 240 | 8% | 220.8
Thermo Scientific | Ion Chromatography | No | 984354 | BC Diluent | 436 | 8% | 401.12
Thermo Scientific | Ion Chromatography | No | 984355 | BC Eluent | 237 | 8% | 218.04
Thermo Scientific | Ion Chromatography | No | 984356 | Acetic Acid (ACS) | 137 | 8% | 126.04
Thermo Scientific | Ion Chromatography | No | 984357 | CHROMIUM (VI) | 276 | 8% | 253.92
Thermo Scientific | Ion Chromatography | No | 984358 | Magnesium (Mg) | 50.4 | 8% | 46.36
Thermo Scientific | Ion Chromatography | No | 984361 | CALCIUM 3 X 20 ml | 38.7 | 8% | 35.6
Thermo Scientific | Ion Chromatography | No | 984362 | AMMONIUM R1 (1 x 125 ml) | 126 | 8% | 115.92
Thermo Scientific | Ion Chromatography | No | 984363 | AMMONIUM R2 (4 x 20 ml) | 85.6 | 8% | 78.75
Thermo Scientific | Ion Chromatography | No | 984364 | CHLORID K L (4 x 20 ml) | 66.4 | 8% | 61.08
Thermo Scientific | Ion Chromatography | No | 984365 | CHLORIDE R1 L 20 x 20 ml | 205 | 8% | 188.6
Thermo Scientific | Ion Chromatography | No | 984366 | PHOSPHATE R1 (4 x 20 ml) | 214 | 8% | 196.88
Thermo Scientific | Ion Chromatography | No | 984367 | PHOSPHATE R1 20X20 ml | 580 | 8% | 533.6
Thermo Scientific | Ion Chromatography | No | 984368 | PHOSPHATE R2 | 72.3 | 8% | 66.51
Thermo Scientific | Ion Chromatography | No | 984369 | TON R1 (1 x 125 ml) | 28.7 | 8% | 26.4
Thermo Scientific | Ion Chromatography | No | 984370 | TON R2 KI NITRAT (4X20 ml) | 121 | 8% | 111.32
Thermo Scientific | Ion Chromatography | No | 984371 | NO2/TON R3 KL 4 X 20 ML | 179 | 8% | 164.68
Thermo Scientific | Ion Chromatography | No | 984372 | TON R3L (20 x 20 ml) | 474 | 8% | 436.08
Thermo Scientific | Ion Chromatography | No | 984373 | Alpha-Amylase | 306 | 8% | 281.52
Thermo Scientific | Ion Chromatography | No | 984380 | SUGAR COMB. STANDARD | 41.3 | 8% | 37.99
Thermo Scientific | Ion Chromatography | No | 984382 | ACID COMB. STANDARD | 44.4 | 8% | 40.84
Thermo Scientific | Ion Chromatography | No | 984383 | "Beta-Glucan standard reagent, 1 x 50mg" | 199 | 8% | 183.08
Thermo Scientific | Ion Chromatography | No | 984384 | CONTROL ETHANOL | 38.8 | 8% | 35.69
Thermo Scientific | Ion Chromatography | No | 984386 | GLYCEROL STANDARD | 54.2 | 8% | 49.86
Thermo Scientific | Ion Chromatography | No | 984388 | UREA STANDARD | 41.1 | 8% | 37.81
Thermo Scientific | Ion Chromatography | No | 984390 | STANDARD LACTOSE 3 X 3 ML | 44.4 | 8% | 40.84
Thermo Scientific | Ion Chromatography | No | 984391 | Cholesterol Food Std | 41 | 8% | 37.72
Thermo Scientific | Ion Chromatography | No | 984392 | B-HYDROXYBUTYRATE STD (3 x 3 ML) | 45.1 | 8% | 41.49
Thermo Scientific | Ion Chromatography | No | 984393 | OXALIC ACID STANDARD | 37.9 | 8% | 34.86
Thermo Scientific | Ion Chromatography | No | 984394 | NOPA STANDARD | 37.3 | 8% | 34.31
Thermo Scientific | Ion Chromatography | No | 984396 | ACETALDEHYD STD | 45.8 | 8% | 42.13
Thermo Scientific | Ion Chromatography | No | 984399 | EC Assembly | 519 | 8% | 477.48
Thermo Scientific | Ion Chromatography | No | 984618 | 4ml SAMPLE CUPS 1000pcs | 149 | 8% | 137.08
Thermo Scientific | Ion Chromatography | No | 984619 | SAMPLE TUBES 7ML (1000 PCS) | 363 | 8% | 333.96
Thermo Scientific | Ion Chromatography | No | 984620 | TOTAL HARDNESS R1, 4X20ML | 188 | 8% | 172.96
Thermo Scientific | Ion Chromatography | No | 984621 | Hardness R2 (2 per system) | 139 | 8% | 127.88
Thermo Scientific | Ion Chromatography | No | 984622 | TOTAL HARDNESS R3, 4X20ML | 328 | 8% | 301.76
Thermo Scientific | Ion Chromatography | No | 984623 | Alkalinity R1 | 178 | 8% | 163.76
Thermo Scientific | Ion Chromatography | No | 984624 | Alkalinity R2 | 178 | 8% | 163.76
Thermo Scientific | Ion Chromatography | No | 984625 | Silica R1 | 139 | 8% | 127.88
Thermo Scientific | Ion Chromatography | No | 984626 | Silica R2 | 190 | 8% | 174.8
Thermo Scientific | Ion Chromatography | No | 984627 | Silica R3 | 190 | 8% | 174.8
Thermo Scientific | Ion Chromatography | No | 984629 | Total Hardness R1; 4 x 20mL | 465 | 8% | 427.8
Thermo Scientific | Ion Chromatography | No | 984630 | Total Hardness R2; 4 x 20mL | 465 | 8% | 427.8
Thermo Scientific | Ion Chromatography | No | 984631 | Total Hardness R3; 4 x 20mL | 465 | 8% | 427.8
Thermo Scientific | Ion Chromatography | No | 984632 | Total acids (Wine, pH 7) | 121 | 8% | 111.32
Thermo Scientific | Ion Chromatography | No | 984633 | Total Acids (Juice pH 8) | 119 | 8% | 109.48
Thermo Scientific | Ion Chromatography | No | 984634 | SO2 (FREE) | 97.6 | 8% | 89.79
Thermo Scientific | Ion Chromatography | No | 984635 | Ascorbic Acid | 193 | 8% | 177.56
Thermo Scientific | Ion Chromatography | No | 984636 | L-Glutamic Acid | 138 | 8% | 126.96
Thermo Scientific | Ion Chromatography | No | 984648 | SULPHATE R1 4X20 ML | 158 | 8% | 145.36
Thermo Scientific | Ion Chromatography | No | 984649 | SULPHATE R1L 6 X 60 ML | 465 | 8% | 427.8
Thermo Scientific | Ion Chromatography | No | 984652 | TON R2L 6 X 60ML | 325 | 8% | 299
Thermo Scientific | Ion Chromatography | No | 984706 | Iron (Ferrous) R1 | 253 | 8% | 232.76
Thermo Scientific | Ion Chromatography | No | 984707 | Iron (Ferrous) R2 | 261 | 8% | 240.12
Thermo Scientific | Ion Chromatography | No | 984710 | ACIDE GLUCONIQUE | 497 | 8% | 457.24
Thermo Scientific | Ion Chromatography | No | 984717 | ECM Reference Liquid 5x2ml | 87.9 | 8% | 80.86
Thermo Scientific | Ion Chromatography | No | 984720 | AMMONIUM (asN) STANDARD, 500 ML | 73.4 | 8% | 67.52
Thermo Scientific | Ion Chromatography | No | 984721 | CHLORIDE STANDARD 500 ML | 73.4 | 8% | 67.52
Thermo Scientific | Ion Chromatography | No | 984722 | NITRITE as NO2 STANDARD | 73.4 | 8% | 67.52
Thermo Scientific | Ion Chromatography | No | 984723 | Nitrite (as N) Std | 73.4 | 8% | 67.52
Thermo Scientific | Ion Chromatography | No | 984724 | NITRATE AS NO3 STANDARD 500 ML | 73.4 | 8% | 67.52
Thermo Scientific | Ion Chromatography | No | 984725 | Nitrate (as N) Std | 73.4 | 8% | 67.52
Thermo Scientific | Ion Chromatography | No | 984726 | PHOSPHATE (AS PO4) STD | 73.4 | 8% | 67.52
Thermo Scientific | Ion Chromatography | No | 984727 | SULPHATE STANDARD, 500 ml | 73.4 | 8% | 67.52
Thermo Scientific | Ion Chromatography | No | 984728 | AMMONIUM (asN4) Std, 500 ml | 73.4 | 8% | 67.52
Thermo Scientific | Ion Chromatography | No | 984729 | Phosphate (as P) Std | 73.4 | 8% | 67.52
Thermo Scientific | Ion Chromatography | No | 984733 | Fluoride Std | 123 | 8% | 113.16
Thermo Scientific | Ion Chromatography | No | 984764 | D-Glucose | 202 | 8% | 185.84
Thermo Scientific | Ion Chromatography | No | 984765 | Glycerol | 294 | 8% | 270.48
Thermo Scientific | Ion Chromatography | No | 984766 | Ammonia Kit | 238 | 8% | 218.96
Thermo Scientific | Ion Chromatography | No | 984767 | Lactose (Glucose) | 564 | 8% | 518.88
Thermo Scientific | Ion Chromatography | No | 984996 | ECM Reference Electrode | 494 | 8% | 454.48
Thermo Scientific | Ion Chromatography | No | 984997 | ECM pH Electrode | 453 | 8% | 416.76
Thermo Scientific | Ion Chromatography | No | 984998 | ECM Rinse Liquid | 167 | 8% | 153.64
Thermo Scientific | Ion Chromatography | No | 986226 | BCM Column | 1990 | 8% | 1830.8
Thermo Scientific | Ion Chromatography | No | 986336 | Sample Prep Block | 963 | 8% | 885.96
Thermo Scientific | Ion Chromatography | No | 986540 | DECACELL CUVETTES (5400) | 627 | 8% | 576.84
Thermo Scientific | Ion Chromatography | No | 989220 | Sample cups 0.5ml - 1000 pcs | 132 | 8% | 121.44
Thermo Scientific | Ion Chromatography | No | 989221 | SAMPLE CUP 2.0 ML 1000PCS | 143 | 8% | 131.56
Thermo Scientific | Gas Chromatography Mass Spectrometry (DFS) | No | 1006010 | High Temperature Tip for DEP/DCI Probe | 12300 | 5% | 11685
Thermo Scientific | Gas Chromatography Mass Spectrometry (DFS) | No | 1044530 | Sample cone, nickel | 402 | 5% | 381.9
Thermo Scientific | Gas Chromatography Mass Spectrometry (DFS) | No | 1047460 | Skimmer cone, platinum, boron free (for semiconductor related applications) | 2580 | 5% | 2451
Thermo Scientific | Gas Chromatography Mass Spectrometry (DFS) | No | 1047461 | Skimmer cone, platinum | 3170 | 5% | 3011.5
Thermo Scientific | Gas Chromatography Mass Spectrometry (DFS) | No | 1062700 | Ion Volume Exchange Support - for quick exchange of ion volumes | 3310 | 5% | 3144.5
Thermo Scientific | Gas Chromatography Mass Spectrometry (DFS) | No | 1062950 | Spare EI Filament | 481 | 5% | 456.95
Thermo Scientific | Gas Chromatography Mass Spectrometry (DFS) | No | 1062960 | Spare CI Filament | 580 | 5% | 551
Thermo Scientific | Gas Chromatography Mass Spectrometry (DFS) | No | 1067500 | Sample cone, platinum, boron free (for semiconductor related applications) | 2800 | 5% | 2660
Thermo Scientific | ICP-MS (Element 2 and Element XR) | No | 1067501 | Sample cone, platinum | 2970 | 5% | 2821.5
Thermo Scientific | ICP-MS (Element 2 and Element XR) | No | 1067531 | Organic matrix accessory including mass flow controller (oxygen) | 32100 | 5% | 30495
Thermo Scientific | ICP-MS (Element 2 and Element XR) | No | 1067600 | Skimmer cone, nickel | 259 | 5% | 246.05
Thermo Scientific | ICP-MS (Element 2 and Element XR) | No | 1082100 | EI Volume | 6840 | 5% | 6498
Thermo Scientific | ICP-MS (Element 2 and Element XR) | No | 1082200 | CI Volume | 4710 | 5% | 4474.5
Thermo Scientific | ICP-MS (Element 2 and Element XR) | No | 1083911 | PFA Microconcentric nebulizer for acid-resistant inlet system and standard inlet system (100 µL/min) | 2540 | 5% | 2413
Thermo Scientific | ICP-MS (Element 2 and Element XR) | No | 1083921 | PFA Microconcentric nebulizer for organic matrix inlet system (20 µL/min) | 1990 | 5% | 1890.5
Thermo Scientific | ICP-MS (Element 2 and Element XR) | No | 1084000 | Hydride generator | 5260 | 5% | 4997
Thermo Scientific | ICP-MS (Element 2 and Element XR) | No | 1091250 | Torch ELEMENT | 586 | 5% | 556.7
Thermo Scientific | ICP-MS (Element 2 and Element XR) | No | 1091260 | Sapphire injector for standard torch | 3320 | 5% | 3154
Thermo Scientific | ICP-MS (Element 2 and Element XR) | No | 1092000 | Pt torch injector 1.8 mm i.d. | 3750 | 5% | 3562.5
Thermo Scientific | Gas Chromatography Mass Spectrometry (DFS) | No | 1110720 | Glass concentric nebulizer | 800 | 5% | 760
Thermo Scientific | Gas Chromatography Mass Spectrometry (DFS) | No | 1120900 | Quartz double pass spray chamber with cooling jacket | 2770 | 5% | 2631.5
Thermo Scientific | Gas Chromatography Mass Spectrometry (DFS) | No | 1122800 | Quartz injector for standard torch (1.75 mm i.d.) | 479 | 5% | 455.05
Thermo Scientific | Gas Chromatography Mass Spectrometry (DFS) | No | 1123900 | Mass flow controller for addition of make up-gas (Argon), 1 NL/min | 4730 | 5% | 4493.5
Thermo Scientific | Gas Chromatography Mass Spectrometry (DFS) | No | 1123910 | Mass flow controller for addition of make up-gas (Oxygen), 1 NL/min | 4730 | 5% | 4493.5
Thermo Scientific | Gas Chromatography Mass Spectrometry (DFS) | No | 1125664 | Spare parts kit ELEMENT HiPace Turbopump Version | 8480 | 5% | 8056
Thermo Scientific | Gas Chromatography Mass Spectrometry (DFS) | No | 1125671 | Consumables kit ELEMENT2 | 8220 | 5% | 7809
Thermo Scientific | Gas Chromatography Mass Spectrometry (DFS) | No | 1127100 | PFA spray chamber end-cap with additional gas port (to be used with PN 1157350) | 503 | 5% | 477.85
Thermo Scientific | Gas Chromatography Mass Spectrometry (DFS) | No | 1127110 | Click in torch assembly including CD-2 | 4960 | 5% | 4712
Thermo Scientific | Gas Chromatography Mass Spectrometry (DFS) | No | 1127121 | Stable introduction system for high precision measurements (isotope ratios) | 8380 | 5% | 7961
Thermo Scientific | Gas Chromatography Mass Spectrometry (DFS) | No | 1130680 | Quartz injector for standard torch (1.0 mm i.d. for organic matrix) | 574 | 5% | 545.3
Thermo Scientific | Gas Chromatography Mass Spectrometry (DFS) | No | 1135450 | PFA Microconcentric nebulizer for organic matrix inlet system (50 µL/min) | 1990 | 5% | 1890.5
Thermo Scientific | Gas Chromatography Mass Spectrometry (DFS) | No | 1142150 | Skimmer cone, platinum, X-version, boron free (for semiconductor related applications) | 2660 | 5% | 2527
Thermo Scientific | Gas Chromatography Mass Spectrometry (DFS) | No | 1142151 | Skimmer cone, platinum, X-version | 3210 | 5% | 3049.5
Thermo Scientific | Gas Chromatography Mass Spectrometry (DFS) | No | 1142160 | Skimmer cone, nickel, X-version | 265 | 5% | 251.75
Thermo Scientific | Gas Chromatography Mass Spectrometry (DFS) | No | 1144710 | Ball joint adaptor for Laser Ablation | 634 | 5% | 602.3
Thermo Scientific | Gas Chromatography Mass Spectrometry (DFS) | No | 1145710 | Water cooled RF Generator (for use with higher capacity TF50 chillers) | 44500 | 5% | 42275
Thermo Scientific | Gas Chromatography Mass Spectrometry (DFS) | No | 1152810 | Laser adaptation kit, incl. add. He mass flow controller, Al cones | 7700 | 5% | 7315
Thermo Scientific | Gas Chromatography Mass Spectrometry (DFS) | No | 1157350 | PFA spray chamber | 2300 | 5% | 2185
Thermo Scientific | Gas Chromatography Mass Spectrometry (DFS) | No | 1157470 | Quartz double pass spray chamber for Peltier Device | 2230 | 5% | 2118.5
Thermo Scientific | Gas Chromatography Mass Spectrometry (DFS) | No | 1159340 | HPLC Connection kit incl. nebulizer for standard and low flow rate HPLC | 4090 | 5% | 3885.5
Thermo Scientific | Gas Chromatography Mass Spectrometry (DFS) | No | 1159440 | Matrix Kit ELEMENT2 for analysis of complex matrix samples | 12100 | 5% | 11495
Thermo Scientific | Gas Chromatography Mass Spectrometry (DFS) | No | 1161860 | Quartz Cyclonic Spray Chamber (Twinnabar, 6 mm ID) | 2010 | 5% | 1909.5
Thermo Scientific | Gas Chromatography Mass Spectrometry (DFS) | No | 1161870 | Micro Mist nebulizer 200 µL/min | 1390 | 5% | 1320.5
Thermo Scientific | TEA /ICP-OES (iCAP 7200/7400/7600) | No | 1161990 | Backflush kit for glass concentric nebulizers | 890 | 15% | 756.5
Thermo Scientific | Gas Chromatography Mass Spectrometry (DFS) | No | 1162170 | Acid-resistant sample introduction system incl. mass flow controller (argon) (without rotary pump) | 9030 | 5% | 8578.5
Thermo Scientific | Gas Chromatography Mass Spectrometry (DFS) | No | 1163900 | Peltier cooling for spray chamber incl. spray chamber | 18900 | 5% | 17955
Thermo Scientific | Gas Chromatography Mass Spectrometry (DFS) | No | 1169950 | Cetac ASX-260 autosampler w/ 2 sample racks for 120 vials (250 * 50 mL vials provided) | 9400 | 5% | 8930
Thermo Scientific | Gas Chromatography Mass Spectrometry (DFS) | No | 1170800 | Plug in slit tongue | 1580 | 5% | 1501
Thermo Scientific | Gas Chromatography Mass Spectrometry (DFS) | No | 1171420 | Ethernet Kabel 5m | 36.7 | 5% | 34.86
Thermo Scientific | Gas Chromatography Mass Spectrometry (DFS) | No | 1176900 | Plug-in Ion Source | 29600 | 5% | 28120
Thermo Scientific | Gas Chromatography Mass Spectrometry (DFS) | No | 1178050 | Two Column Interface Kit | 6140 | 5% | 5833
Thermo Scientific | Gas Chromatography Mass Spectrometry (DFS) | No | 1179730 | Multiplier Retrofit Kit SEM Type II (for units shipped before February '03) | 18800 | 5% | 17860
Thermo Scientific | Gas Chromatography Mass Spectrometry (DFS) | No | 1180080 | Multiplier Retrofit Kit SEM Type II | 14900 | 5% | 14155
Thermo Scientific | ICP-MS (Element 2 and Element XR) | No | 1181030 | Plug in slit ELEMENT2 - Retrofit Kit | 19900 | 5% | 18905
Thermo Scientific | Gas Chromatography Mass Spectrometry (DFS) | No | 1184050 | Sample cone, aluminum (for laser ablation) | 543 | 5% | 515.85
Thermo Scientific | Gas Chromatography Mass Spectrometry (DFS) | No | 1184060 | Skimmer cone, aluminum (for laser ablation) | 354 | 5% | 336.3
Thermo Scientific | Gas Chromatography Mass Spectrometry (DFS) | No | 1184190 | Pt torch injector 1.0 mm i.d. | 3260 | 5% | 3097
Thermo Scientific | Gas Chromatography Mass Spectrometry (DFS) | No | 1185500 | Direct Inlet Probe, water cooled (requires DIP base unit) | 40500 | 5% | 38475
Thermo Scientific | ICP-MS (Element 2 and Element XR) | No | 1188480 | Consumables kit ELEMENT XR | 9460 | 5% | 8987
Thermo Scientific | ICP-MS (Element 2 and Element XR) | No | 1188700 | Consumables kit for ELEMENT XR with Glove Box | 8450 | 5% | 8027.5
Thermo Scientific | Gas Chromatography Mass Spectrometry (DFS) | No | 1189230 | Mass flow controller for addition of make up-gas (Helium), 2 NL/min | 4130 | 5% | 3923.5
Thermo Scientific | Gas Chromatography Mass Spectrometry (DFS) | No | 1192580 | DEP/DCI Probe (requires DIP base unit) | 32300 | 5% | 30685
Thermo Scientific | Gas Chromatography Mass Spectrometry (DFS) | No | 1193560 | DFS Basic Spares Kit (for approx. 1 year operation) | 10200 | 5% | 9690
Thermo Scientific | Gas Chromatography Mass Spectrometry (DFS) | No | 1193580 | DFS Comprehensive Spares Kit (for approx. 3 years operation) | 23900 | 5% | 22705
Thermo Scientific | Gas Chromatography Mass Spectrometry (DFS) | No | 1197300 | Advanced CI kit for 2 CI Gases | 11300 | 5% | 10735
Thermo Scientific | Ion Chromatography (ICS 5000) | No | 1238540 | ESI Autosampler SC-14 DX without FAST | 20800 | 12% | 18304
Thermo Scientific | TEA/ICP-MS (iCAP RQ) | No | 1238570 | Autosampler SC-4 DX without FAST | 16300 | 15% | 13855
Thermo Scientific | TEA/ICP-MS (iCAP RQ) | No | 1238590 | Autosampler SC-2 DX without FAST | 15100 | 15% | 12835
Thermo Scientific | Ion Chromatography (ICS 5000) | No | 1239650 | Switching valve 6-port from Rheodyne - Switching Valve MXT 715-00 (Exactive Series) | 3240 | 12% | 2851.2
Thermo Scientific | ICP-MS (Element 2 and Element XR) | No | 1241900 | IQ/OQ Documentation for ELEMENT2 | 2420 | 5% | 2299
Thermo Scientific | ICP-MS (Element 2 and Element XR) | No | 1241910 | IQ/OQ Documentation for ELEMENT XR | 2520 | 5% | 2394
Thermo Scientific | Ion Chromatography (ICS 5000) | No | 1245740 | Chemyx Fusion 100 Syringe Pump | 2750 | 12% | 2420
Thermo Scientific | Gas Chromatography Mass Spectrometry (DFS) | No | 1260630 | Jet Sample cone, nickel | 425 | 5% | 403.75
Thermo Scientific | TEA/ICP-MS (iCAP RQ) | No | 1271870 | Add. Gas Kit (1000ml/min) iCAP Q/Qnova | 9560 | 21% | 7552.4
Thermo Scientific | Gas Chromatography Mass Spectrometry (DFS) | No | 1281240 | Medium Resolution Flat Top Peak Kit | 10500 | 5% | 9975
Thermo Scientific | ICP-MS (Element 2 and Element XR) | No | 1289760 | Field Upgrade high capacity Interface Pump (Jet Interface) ELEMENT | 46900 | 5% | 44555
Thermo Scientific | Gas Chromatography Mass Spectrometry (DFS) | No | 1299560 | APEX Q desolvating nebulizer (ESI) | 22700 | 5% | 21565
Thermo Scientific | TEA/ICP-MS (iCAP RQ) | No | 1301650 | Sample Probe (grey marker) | 641 | 15% | 544.85
Thermo Scientific | Gas Chromatography Mass Spectrometry (DFS) | No | 1301780 | Jet Interface Option (high capacity interface pump including jet cones) | 46900 | 5% | 44555
Thermo Scientific | TEA/ICP-MS (iCAP RQ) | No | 1317080 | Cyclonic Quartz Spray Chamber iCAP Q | 917 | 15% | 779.45
Thermo Scientific | TEA/ICP-MS (iCAP RQ) | No | 1320060 | Peristaltic pump tubing IØ0,762 mm bk/bk | 147 | 15% | 124.95
Thermo Scientific | TEA/ICP-MS (iCAP RQ) | No | 1320120 | Santoprene Tube-IØ3,175mm-blach/white | 154 | 15% | 130.9
Thermo Scientific | TEA/ICP-MS (iCAP RQ) | No | 1320260 | Cyclonic PFA Spray Chamber iCAP Q/Qnova | 2680 | 15% | 2278
Thermo Scientific | TEA/ICP-MS (iCAP RQ) | No | 1321200 | Injector Platinum compl. Ø2 | 3270 | 15% | 2779.5
Thermo Scientific | TEA/ICP-MS (iCAP RQ) | No | 1322190 | Autosampler Housing iCAP Q | 21400 | 15% | 18190
Thermo Scientific | TEA/ICP-MS (iCAP RQ) | No | 1322530 | Add. Gas Kit (250ml/min) iCAP Q/Qnova | 7730 | 15% | 6570.5
Thermo Scientific | TEA/ICP-MS (iCAP RQ) | No | 1323600 | Saphir Injector cpl. 2.0 | 2480 | 15% | 2108
Thermo Scientific | TEA/ICP-MS (iCAP RQ) | No | 1323630 | Quartz Injector (2.0 mm ID) for Laser | 1550 | 15% | 1317.5
Thermo Scientific | TEA/ICP-MS (iCAP RQ) | No | 1323760 | iCAP Q/Qnova CALIBRATION Solution | 638 | 15% | 542.3
Thermo Scientific | TEA/ICP-MS (iCAP RQ) | No | 1323770 | iCAP Q/Qnova TUNE Solution | 425 | 15% | 361.25
Thermo Scientific | TEA/ICP-MS (iCAP RQ) | No | 1324530 | Skimmer iCAP Q/Qnova Pt low B for Insert | 3860 | 15% | 3281
Thermo Scientific | TEA/ICP-MS (iCAP RQ) | No | 1324540 | Skimmer iCAP Q/Qnova Pt for Insert | 3700 | 15% | 3145
Thermo Scientific | TEA/ICP-MS (iCAP RQ) | No | 1324690 | Online Internal Stand. Kit iCAP Q/Qnova | 2040 | 15% | 1734
Thermo Scientific | TEA/ICP-MS (iCAP RQ) | No | 1324700 | CCT Upgrade Kit iCAP Q - 2 ch. | 36000 | 15% | 30600
Thermo Scientific | TEA/ICP-MS (iCAP RQ) | No | 1324711 | Organic Matrix Kit iCAP Q/Qnova | 2940 | 15% | 2499
Thermo Scientific | TEA/ICP-MS (iCAP RQ) | No | 1324720 | Acid Resistant Kit iCAP Q/Qnova | 11200 | 15% | 9520
Thermo Scientific | TEA/ICP-MS (iCAP RQ) | No | 1324730 | IO Connectivity Kit iCAP Q 24V | 115 | 15% | 97.75
Thermo Scientific | TEA/ICP-MS (iCAP RQ) | No | 1324740 | GC Interface Kit iCAP Q/Qnova | 20100 | 15% | 17085
Thermo Scientific | TEA/ICP-MS (iCAP RQ) | No | 1324750 | Laser Ablation Adaption Kit iCAP Q/Qnova | 2140 | 15% | 1819
Thermo Scientific | Gas Chromatography Mass Spectrometry (DFS) | No | 1324910 | Table RHS for Trace 1310 on DFS | 3230 | 5% | 3068.5
Thermo Scientific | Gas Chromatography Mass Spectrometry (DFS) | No | 1324920 | Table LHS for Trace 1310 on DFS | 3230 | 5% | 3068.5
Thermo Scientific | Gas Chromatography Mass Spectrometry (DFS) | No | 1324930 | TargetQuan 3 - 2 install license | 2290 | 5% | 2175.5
Thermo Scientific | TEA/ICP-MS (iCAP RQ) | No | 1325110 | Quartz Injector (1.0 mm ID) iCAP Q/Qnova | 493 | 15% | 419.05
Thermo Scientific | Gas Chromatography Mass Spectrometry (DFS) | No | 1328230 | Coupling parts for Trace 1310 GC | 4940 | 5% | 4693
Thermo Scientific | Gas Chromatography Mass Spectrometry (DFS) | No | 1328240 | DFS Kit for TriPlus RSH extended (Cables, metal bracing sheet, unions) | 1660 | 5% | 1577
Thermo Scientific | TEA/ICP-MS (iCAP RQ) | No | 1329530 | Autosampler SC-8 DX without FAST | 19200 | 15% | 16320
Thermo Scientific | TEA/ICP-MS (iCAP RQ) | No | 1329540 | Autosampler SC-2 DX FAST iCAP Q/Qnova | 28600 | 15% | 24310
Thermo Scientific | TEA/ICP-MS (iCAP RQ) | No | 1329550 | Autosampler SC-4 DX FAST iCAP Q/Qnova | 30000 | 15% | 25500
Thermo Scientific | TEA/ICP-MS (iCAP RQ) | No | 1329560 | Autosampler SC-8 DX FAST iCAP Q/Qnova | 36900 | 15% | 31365
Thermo Scientific | TEA/ICP-MS (iCAP RQ) | No | 1329920 | ASXPress Plus | 16100 | 15% | 13685
Thermo Scientific | TEA/ICP-MS (iCAP RQ) | No | 1335350 | ICP-MS IC/LC Connector Unit | 3920 | 15% | 3332
Thermo Scientific | TEA/ICP-MS (iCAP RQ) | No | 1341380 | Cold Plasma Lens Kit | 2140 | 15% | 1819
Thermo Scientific | TEA/ICP-MS (iCAP RQ) | No | 1341420 | Skimmer Cone iCAP Q/Qnova Ni Cold Plasma | 590 | 15% | 501.5
Thermo Scientific | TEA/ICP-MS (iCAP RQ) | No | 1341430 | Skimmer Cone iCAP Q/Qnova Pt Cold Plasma | 3000 | 15% | 2550
Thermo Scientific | TEA/ICP-MS (iCAP RQ) | No | 1360060 | iCAP Q Series Qualification Kit | 3740 | 15% | 3179
Thermo Scientific | TEA/ICP-MS (iCAP RQ) | No | 1365730 | iCAP Q/RQ C1 to C2 CCT field upgrade | 32700 | 15% | 27795
Thermo Scientific | Gas Chromatography Mass Spectrometry (DFS) | No | 1366030 | Table for Accessories (recommended for GC systems and stand alone autosamplers) | 1570 | 5% | 1491.5
Thermo Scientific | TEA/ICP-MS (iCAP RQ) | No | 1371830 | Argon Gas Dilution Kit for iCAP Q/Qnova | 2060 | 15% | 1751
Thermo Scientific | TEA/ICP-MS (iCAP RQ) | No | 1378910 | PrepFAST 2 with SC-2 DX Autosampler | 72400 | 15% | 61540
Thermo Scientific | TEA/ICP-MS (iCAP RQ) | No | 1378920 | PrepFAST 2 with SC-4 DX Autosampler | 74200 | 15% | 63070
Thermo Scientific | TEA/ICP-MS (iCAP RQ) | No | 1378930 | PrepFAST 2 with SC-8 DX Autosampler | 79000 | 15% | 67150
Thermo Scientific | TEA/ICP-MS (iCAP RQ) | No | 1378940 | PrepFAST 2 with SC-14 DX Autosampler | 80700 | 15% | 68595
Thermo Scientific | TEA/ICP-MS (iCAP RQ) | No | 1600165 | NEB PFA50 VERY LOW FLOWINERT | 2090 | 15% | 1776.5
Thermo Scientific | TEA/ICP-MS (iCAP RQ) | No | 1600427 | NEBULISER PFA-20ELEMENTAL SCIENTIFIC | 2090 | 15% | 1776.5
Thermo Scientific | Gas Chromatography Mass Spectrometry (DFS) | No | 2116061 | Triggercable (Contact Closure D-SUB) | 215 | 5% | 204.25
Thermo Scientific | Gas Chromatography Mass Spectrometry (DFS) | No | 2116070 | Triggercable (5V D-SUB) | 203 | 5% | 192.85
Thermo Scientific | Gas Chromatography Mass Spectrometry (DFS) | No | 2143550 | Network switch box 8 x 10/100/1000 | 145 | 5% | 137.75
Thermo Scientific | TEA/ICP-MS (iCAP RQ) | No | 4600356 | KIT NEB BURGENER PEEKMIRAMAST | 2130 | 15% | 1810.5
Thermo Scientific | Gas Chromatography (Trace 1300/1310 standalone GC) | No | 14800400 | TRACE 1300 MAINFRAME 230V | 12000 | 10% | 10800
Thermo Scientific | Gas Chromatography (Trace 1300/1310 standalone GC) | No | 14800401 | TRACE 1300 MAINFRAME 110V | 11400 | 10% | 10260
Thermo Scientific | Gas Chromatography (Trace 1300/1310 standalone GC) | No | 14800402 | TRACE 1310 MAINFRAME 230V | 16000 | 10% | 14400
Thermo Scientific | Gas Chromatography (Trace 1300/1310 standalone GC) | No | 14800403 | TRACE 1310 MAINFRAME 110V | 16000 | 10% | 14400
Thermo Scientific | Gas Chromatography (Trace 1300/1310 standalone GC) | No | 14800500 | TRACE 1300 MAINFRAME MS 230V | 16000 | 10% | 14400
Thermo Scientific | Gas Chromatography (Trace 1300/1310 standalone GC) | No | 14800550 | TRACE 1300 MAINFRAME MS 110V | 15400 | 10% | 13860
Thermo Scientific | Gas Chromatography (Trace 1300/1310 standalone GC) | No | 14800900 | TRACE 1310 MAINFRAME MS 230V | 8980 | 10% | 8082
Thermo Scientific | Gas Chromatography (Trace 1300/1310 standalone GC) | No | 14850300 | TRACE 1310 MAINFRAME MS 110V | 12000 | 10% | 10800
Thermo Scientific | Gas Chromatography (Trace 1300/1310 standalone GC) | No | 14850301 | TRACE 1310 DFS/IRMS/FTIR Mainframe 230V | 12000 | 10% | 10800
Thermo Scientific | Gas Chromatography (Trace 1300/1310 standalone GC) | No | 14850302 | TRACE 1310 IRMS/FTIR MAINFRAME 110V | 16000 | 10% | 14400
Thermo Scientific | Gas Chromatography (Trace 1300/1310 standalone GC) | No | 14850303 | TRC 1310 AUXILIARY OVEN | 16000 | 10% | 14400
Thermo Scientific | Gas Chromatography (Trace 1300/1310 standalone GC) | No | 19004798 | Drivers for Open LAB CDS EzChrom Edition | 2200 | 10% | 1980
Thermo Scientific | Gas Chromatography (Trace 1300/1310 standalone GC) | No | 19005580 | DEANS SWITCH KIT FOR TRACE 1300 | 7630 | 10% | 6867
Thermo Scientific | Gas Chromatography (Trace 1300/1310 standalone GC) | No | 19050200 | Purge-and-trap interface for TRACE GC Ultra or FOCUS GC split/splitless inlet (SSL). Includes hardware and cabling. | 3980 | 10% | 3582
Thermo Scientific | Gas Chromatography (Trace 1300/1310 standalone GC) | No | 19050254 | Tee connector for high TEMP | 293 | 10% | 263.7
Thermo Scientific | Gas Chromatography (Trace 1300/1310 standalone GC) | No | 19050313 | TRAY 155 UPGRADE FOR AI1310 | 10100 | 10% | 9090
Thermo Scientific | Gas Chromatography (Trace 1300/1310 standalone GC) | No | 19050315 | Upgrade AS 1310 (155 vials) whit bracket | 10100 | 10% | 9090
Thermo Scientific | Gas Chromatography (Trace 1300/1310 standalone GC) | No | 19050637 | Kit 3000 II Gemini | 839 | 10% | 755.1
Thermo Scientific | Gas Chromatography (Trace 1300/1310 standalone GC) | No | 19050730 | P&T ADAPTER KITS, TRC1300 | 1920 | 10% | 1728
Thermo Scientific | GC Autosamplers | No | 19050732 | Adapter kit for TRACE 13X0 SSL | 540 | 12% | 475.2
Thermo Scientific | Gas Chromatography (Trace 1300/1310 standalone GC) | No | 19050733 | ADAPTER KIT FOR GAS INJECTION | 1920 | 10% | 1728
Thermo Scientific | Gas Chromatography (Trace 1300/1310 standalone GC) | No | 19050735 | Merlin Valve SSL/PTV of TRACE1300/1310 | 1650 | 10% | 1485
Thermo Scientific | Gas Chromatography (Trace 1300/1310 standalone GC) | No | 19050754 | KIT CRYO PTV LN2 | 1700 | 10% | 1530
Thermo Scientific | Gas Chromatography (Trace 1300/1310 standalone GC) | No | 19050756 | GAS LINE TOGGLE VALVE | 454 | 10% | 408.6
Thermo Scientific | Gas Chromatography (Trace 1300/1310 standalone GC) | No | 19050762 | Kit PKD Adapters GSV Module | 816 | 10% | 734.4
Thermo Scientific | Gas Chromatography (Trace 1300/1310 standalone GC) | No | 19050763 | KIT FOR PRESSURE REGULAT. GSV | 1280 | 10% | 1152
Thermo Scientific | Gas Chromatography (Trace 1300/1310 standalone GC) | No | 19050764 | BACKFLUSH KIT FOR GSV MODULE | 330 | 10% | 297
Thermo Scientific | Gas Chromatography (Trace 1300/1310 standalone GC) | No | 19050790 | Pesticide Analyzer Installation Kit TSQ | 7520 | 12% | 6617.6
Thermo Scientific | Gas Chromatography (Trace 1300/1310 standalone GC) | No | 19050795 | VIRTUAL TOUCH SCREEN KIT | 3360 | 10% | 3024
Thermo Scientific | Gas Chromatography (Trace 1300/1310 standalone GC) | No | 19070001 | TRACE 1300 FID MODULE | 5280 | 12% | 4646.4
Thermo Scientific | Gas Chromatography (Trace 1300/1310 standalone GC) | No | 19070010 | TRACE 1300 SSL INJECTOR MODULE | 4820 | 12% | 4241.6
Thermo Scientific | Gas Chromatography (Trace 1300/1310 standalone GC) | No | 19070011 | TRACE 1300 SSL W/BKF INJECTOR MODULE | 5700 | 12% | 5016
Thermo Scientific | Gas Chromatography (Trace 1300/1310 standalone GC) | No | 19070013 | Helium Saver module for TRACE 1300 | 15000 | 12% | 13200
Thermo Scientific | Gas Chromatography (Trace 1300/1310 standalone GC) | No | 19070014 | TRACE 1300 PDD MODULE | 20600 | 10% | 18540
Thermo Scientific | Gas Chromatography (Trace 1300/1310 standalone GC) | No | 19070015 | TRACE 1310/1300 GDI MODULE | 2740 | 10% | 2466
Thermo Scientific | Gas Chromatography (Trace 1300/1310 standalone GC) | No | 19070020 | TRACE 1300 PTV INJECTOR MODULE | 8530 | 12% | 7506.4
Thermo Scientific | Gas Chromatography (Trace 1300/1310 standalone GC) | No | 19070021 | TRACE 1300 PTV W/BKF INJECTOR MODULE | 10400 | 12% | 9152
Thermo Scientific | Gas Chromatography (Trace 1300/1310 standalone GC) | No | 19070022 | TRACE 1300/1310 AOI MODULE | 4010 | 10% | 3609
Thermo Scientific | Gas Chromatography (Trace 1300/1310 standalone GC) | No | 19070030 | ECD International license TRC1300 | 9290 | 12% | 8175.2
Thermo Scientific | Gas Chromatography (Trace 1300/1310 standalone GC) | No | 19070031 | ECD US GENERAL LICENSE TRC 1300 | 9290 | 10% | 8361
Thermo Scientific | Gas Chromatography (Trace 1300/1310 standalone GC) | No | 19070032 | ECD US SPECIFIC LICENSE TRC 1300 | 9290 | 10% | 8361
Thermo Scientific | Gas Chromatography (Trace 1300/1310 standalone GC) | No | 19070033 | ECD CANADIAN LICENSE TRC 1300 | 9290 | 10% | 8361
Thermo Scientific | Gas Chromatography (Trace 1300/1310 standalone GC) | No | 19070040 | TRACE 1300 TCD NI/FE MODULE | 6160 | 12% | 5420.8
Thermo Scientific | Gas Chromatography (Trace 1300/1310 standalone GC) | No | 19070041 | TRACE 1300 TCD W/RE MODULE | 6880 | 10% | 6192
Thermo Scientific | Gas Chromatography (Trace 1300/1310 standalone GC) | No | 19070045 | IN SERIES CONNECTION TCD MODULE | 7530 | 10% | 6777
Thermo Scientific | Gas Chromatography (Trace 1300/1310 standalone GC) | No | 19070050 | TRACE 1310 FTIR Make up module | 1350 | 10% | 1215
Thermo Scientific | Gas Chromatography (Trace 1300/1310 standalone GC) | No | 19070060 | TRACE 1300 NPD MODULE | 8350 | 12% | 7348
Thermo Scientific | Gas Chromatography (Trace 1300/1310 standalone GC) | No | 19070070 | TRACE 1300 AUX TEMP MODULE | 2200 | 12% | 1936
Thermo Scientific | Gas Chromatography (Trace 1300/1310 standalone GC) | No | 19070080 | TRACE 1300 AUX CARRIER GAS MODULE | 4230 | 12% | 3722.4
Thermo Scientific | Gas Chromatography (Trace 1300/1310 standalone GC) | No | 19070090 | No-Vent Microfluidics Column Exchange System for TRACE 1300 Series GC | 5020 | 10% | 4518
Thermo Scientific | Gas Chromatography (Trace 1300/1310 standalone GC) | No | 19070095 | GAS SAMPLING VALVE MODULE | 10200 | 10% | 9180
Thermo Scientific | Gas Chromatography (Trace 1300/1310 standalone GC) | No | 19070096 | Instant Connect FPD module | 11500 | 12% | 10120
Thermo Scientific | Gas Chromatography (Trace 1300/1310 standalone GC) | No | 19070097 | Dummy module for injector and detector | 363 | 10% | 326.7
Thermo Scientific | Gas Chromatography (Trace 1300/1310 standalone GC) | No | 19070120 | TRACE 1300/1310 VALVE BOX KIT | 1590 | 10% | 1431
Thermo Scientific | Gas Chromatography (Trace 1300/1310 standalone GC) | No | 19070121 | HEATED VALVE INSTALLATION KIT | 794 | 10% | 714.6
Thermo Scientific | Gas Chromatography (Trace 1300/1310 standalone GC) | No | 19070123 | LPG VALVES INSTALLATION KIT | 3660 | 10% | 3294
Thermo Scientific | Gas Chromatography (Trace 1300/1310 standalone GC) | No | 19071005 | Aux-gas | 4170 | 10% | 3753
Thermo Scientific | Gas Chromatography (Trace 1300/1310 standalone GC) | No | 19071006 | Det-seat | 1840 | 10% | 1656
Thermo Scientific | Gas Chromatography (Trace 1300/1310 standalone GC) | No | 19071007 | Aux_column_oven | 1490 | 10% | 1341
Thermo Scientific | Gas Chromatography (Trace 1300/1310 standalone GC) | No | 19071008 | Methanizer | 3520 | 10% | 3168
Thermo Scientific | Gas Chromatography (Trace 1300/1310 standalone GC) | No | 19071009 | Manifold_5way | 894 | 10% | 804.6
Thermo Scientific | Gas Chromatography (Trace 1300/1310 standalone GC) | No | 19071010 | Manifold_3way | 1130 | 10% | 1017
Thermo Scientific | Gas Chromatography (Trace 1300/1310 standalone GC) | No | 19071014 | Bulkhead_conn_hot | 234 | 10% | 210.6
Thermo Scientific | Gas Chromatography (Trace 1300/1310 standalone GC) | No | 19071015 | Bulkhead_conn_cold | 218 | 10% | 196.2
Thermo Scientific | Gas Chromatography (Trace 1300/1310 standalone GC) | No | 19071017 | CAPILLARY COLUMN RETAININ | 99.5 | 10% | 89.55
Thermo Scientific | Gas Chromatography (Trace 1300/1310 standalone GC) | No | 19071018 | Split_Aux_Gas | 1130 | 10% | 1017
Thermo Scientific | Gas Chromatography (Trace 1300/1310 standalone GC) | No | 19071024 | VALVE BOX COMPLETE FITTING | 185 | 10% | 166.5
Thermo Scientific | Gas Chromatography (Trace 1300/1310 standalone GC) | No | 19071030 | Dual detector Microfluidics kit | 1630 | 10% | 1467
Thermo Scientific | Gas Chromatography (Trace 1300/1310 standalone GC) | No | 19071100 | LPG_installation | 5170 | 10% | 4653
Thermo Scientific | Gas Chromatography (Trace 1300/1310 standalone GC) | No | 19071200 | Rotary_valve_install. | 678 | 10% | 610.2
Thermo Scientific | Gas Chromatography (Trace 1300/1310 standalone GC) | No | 19071300 | Diaph._valve_install. | 380 | 10% | 342
Thermo Scientific | Gas Chromatography (Trace 1300/1310 standalone GC) | No | 19071400 | KIT FOR LOOP 1 ML GSV MODULE | 298 | 10% | 268.2
Thermo Scientific | Gas Chromatography (Trace 1300/1310 standalone GC) | No | 19071401 | KIT FOR LOOP 0,5 ML GSV MODULE | 145 | 10% | 130.5
Thermo Scientific | Gas Chromatography (Trace 1300/1310 standalone GC) | No | 19071402 | KIT FOR LOOP 0,25 ML GSV MOD. | 121 | 10% | 108.9
Thermo Scientific | Gas Chromatography (Trace 1300/1310 standalone GC) | No | 19071403 | KIT FOR LOOP 0,1 ML GSV MODULE | 121 | 10% | 108.9
Thermo Scientific | Gas Chromatography (Trace 1300/1310 standalone GC) | No | 19071404 | KIT FOR LOOP 0,05 ML GSV MOD. | 168 | 10% | 151.2
Thermo Scientific | Gas Chromatography (Trace 1300/1310 standalone GC) | No | 19071405 | KIT FOR LOOP 0,02 ML GSV MOD. | 121 | 10% | 108.9
Thermo Scientific | Gas Chromatography (Trace 1300/1310 standalone GC) | No | 23043387 | DUAL AUTOSAMPLER CABLE | 222 | 10% | 199.8
Thermo Scientific | Gas Chromatography (Trace 1300/1310 standalone GC) | No | 23043732 | REMOTE CABLE TRIPLUS300HS - GENERIC GC | 112 | 10% | 100.8
Thermo Scientific | Gas Chromatography (Trace 1300/1310 standalone GC) | No | 25117580 | AI 1310 for Trace 1300 series | 7020 | 12% | 6177.6
Thermo Scientific | Gas Chromatography (Trace 1300/1310 standalone GC) | No | 25117590 | AS1310 155 FOR TRC1300 S | 13600 | 12% | 11968
Thermo Scientific | Gas Chromatography (Trace 1300/1310 standalone GC) | No | 25117591 | AS1310 155 GEMINI TRC1300 S | 23700 | 12% | 20856
Thermo Scientific | Gas Chromatography (Trace 1300/1310 standalone GC) | No | 25117599 | AI1310 8-VIAL GEMINI TRC1300 SERIES | 12700 | 10% | 11430
Thermo Scientific | Ion Chromatography (ICS 5000) | No | 29030567 | O-RING/OV VITON 2021 (set of 10) | 30.9 | 12% | 27.19
Thermo Scientific | Gas Chromatography (Trace 1300/1310 standalone GC) | No | 34709361 | PE Turbomatrix HS adapter | 212 | 10% | 190.8
Thermo Scientific | GC Autosamplers | No | 36812783 | Gemini Bracket for AI/AS 1310/1610 Autosampler on TRACE 1300/1600 Series GC - included in all Gemini configurations. Quote this p/n with non-Gemini configurations when easy swap of AI/AS 1310 is required between front and back injector positions. Not compatible with TRACE GC Ultra. Replaces p/n 36812747. | 909 | 10% | 818.1
Thermo Scientific | GC Autosamplers | No | 40516165 | 6-PORTS, MEMBRANE VALVE, PURGED | 4170 | 10% | 3753
Thermo Scientific | GC Autosamplers | No | 40516166 | 10-PORTS, MEMBRANE VALVE, PURGED | 4740 | 10% | 4266
Thermo Scientific | GC Autosamplers | No | 40524144 | VALCO VALVE 4-P 1 uL AIR ACT | 3810 | 10% | 3429
Thermo Scientific | GC Autosamplers | No | 40524182 | 4-PORTS, VALCO VALVE WIDE BORE COLUMNS | 3680 | 10% | 3312
Thermo Scientific | GC Autosamplers | No | 40524183 | 6-PORTS, VALCO VALVE WIDE BORE COLUMNS | 3680 | 10% | 3312
Thermo Scientific | GC Autosamplers | No | 40524184 | 8-PORTS, VALCO VALVE WIDE BORE COLUMNS | 3680 | 10% | 3312
Thermo Scientific | GC Autosamplers | No | 40524185 | 10-PORTS, VALCO VALVE WIDE BORE COLUMNS | 3680 | 10% | 3312
Thermo Scientific | GC Autosamplers | No | 40524186 | 4-PORTS, VALCO VALVE PACKED COLUMNS | 3680 | 10% | 3312
Thermo Scientific | GC Autosamplers | No | 40524187 | 6-PORTS, VALCO VALVE PACKED COLUMNS | 3680 | 10% | 3312
Thermo Scientific | GC Autosamplers | No | 40524188 | 8-PORTS, VALCO VALVE PACKED COLUMNS | 3680 | 10% | 3312
Thermo Scientific | GC Autosamplers | No | 40524189 | VALV.CAMP.VALCO A3C10UWE- | 3770 | 10% | 3393
Thermo Scientific | GC Autosamplers | No | 43233081 | Sample Heater Kit - for use in Lumin, Atomx XYZ and Atomx (230V) | 1170 | 10% | 1053
Thermo Scientific | GC Autosamplers | No | 43233082 | Sample Heater Kit - for use in Lumin, Atomx XYZ and Atomx (115V) | 1260 | 10% | 1134
Thermo Scientific | GC Autosamplers | No | 43280045 | Chromeleon 7.1 SE upgrade to 7.2 SE | 1880 | 10% | 1692
Thermo Scientific | GC Autosamplers | No | 43280050 | Chromeleon 7.1 WSO upgrade to 7.2 WSO | 2700 | 10% | 2430
Thermo Scientific | Ion Chromatography | No | 50132810 | Dionex IC Pure water system | 6900 | 8% | 6348
Thermo Scientific | Ion Chromatography | No | 50133980 | UF module replacement GenPure | 1210 | 8% | 1113.2
Thermo Scientific | Ion Chromatography | No | 50146376 | 20L Manual Filling Tank IC Pure | 1290 | 8% | 1186.8
Thermo Scientific | Ion Chromatography | No | 50146378 | Automatic Fill station 20L tank IC Pure | 2150 | 8% | 1978
Thermo Scientific | LCMS (Orbitrap, Ion Trap, Triple Quad) | No | 202320050 | Ammonium hexafluorophosphate, 99% for calibration for BioPharma Option | 55.5 | 12% | 48.84
Thermo Scientific | Atomic Absorption (iCE 3300/3400/3500) | No | 401320700307 | Switching Mode Power Supply Unit | 783 | 10% | 704.7
Thermo Scientific | Atomic Absorption (iCE 3300/3400/3500) | No | 420116693213 | POWER SUPPLY SPECTROMETERFP250 1010 | 3590 | 10% | 3231
Thermo Scientific | Atomic Absorption (iCE 3300/3400/3500) | No | 420517200004 | Plumbing Kit | 1550 | 10% | 1395
Thermo Scientific | Atomic Absorption (iCE 3300/3400/3500) | No | 420517200051 | PEEK Connector Spares Kit | 474 | 10% | 426.6
Thermo Scientific | Atomic Absorption (iCE 3300/3400/3500) | No | 420517210012 | VP100 Led (Power ON ) C/F | 9.03 | 10% | 8.12
Thermo Scientific | Atomic Absorption (iCE 3300/3400/3500) | No | 420522800021 | Silicone Tubing 1/32 ID X 1/16 Wall | 32.6 | 10% | 29.34
Thermo Scientific | Atomic Absorption (iCE 3300/3400/3500) | No | 420522800031 | Tygon Tubing 1.6mm ID X 0.8mm Wall | 34.2 | 10% | 30.78
Thermo Scientific | TEA/ICP-MS (iCAP RQ) | No | 430116621851 | Adaptor - Hydride Generation Kit | 21 | 15% | 17.85
Thermo Scientific | TEA/ICP-MS (iCAP RQ) | No | 430122821331 | Scania Corrosion Inhibitor 1745199 | 53.8 | 15% | 45.73
Thermo Scientific | TEA /ICP-OES (iCAP 7200/7400/7600) | No | 842311051011 | Additional Gas Accessory | 3410 | 15% | 2898.5
Thermo Scientific | TEA /ICP-OES (iCAP 7200/7400/7600) | No | 842312051151 | Radial Spray Chamber Adaptor | 179 | 15% | 152.15
Thermo Scientific | TEA /ICP-OES (iCAP 7200/7400/7600) | No | 842312051311 | Organics Spray Chamber | 268 | 15% | 227.8
Thermo Scientific | TEA /ICP-OES (iCAP 7200/7400/7600) | No | 842312051321 | V Groove Nebuliser | 966 | 15% | 821.1
Thermo Scientific | TEA /ICP-OES (iCAP 7200/7400/7600) | No | 842312051331 | AeroSalt Nebuliser | 468 | 15% | 397.8
Thermo Scientific | TEA /ICP-OES (iCAP 7200/7400/7600) | No | 842312051402 | Nebulizer/Spray Chamber Connector Kit | 541 | 15% | 459.85
Thermo Scientific | TEA /ICP-OES (iCAP 7200/7400/7600) | No | 842312051411 | Cyclonic Spray Chamber | 239 | 15% | 203.15
Thermo Scientific | TEA /ICP-OES (iCAP 7200/7400/7600) | No | 842312051421 | Ball Joint Clip | 65.5 | 15% | 55.67
Thermo Scientific | TEA /ICP-OES (iCAP 7200/7400/7600) | No | 842312051431 | Concentric Nebuliser | 417 | 15% | 354.45
Thermo Scientific | TEA /ICP-OES (iCAP 7200/7400/7600) | No | 842312051451 | Radial Spray Chamber HF | 2330 | 15% | 1980.5
Thermo Scientific | TEA /ICP-OES (iCAP 7200/7400/7600) | No | 842312051471 | Mira Mist Nebuliser | 1340 | 15% | 1139
Thermo Scientific | TEA /ICP-OES (iCAP 7200/7400/7600) | No | 842312051511 | Pump tubing aqueous sample (pack 6) | 21.2 | 15% | 18.02
Thermo Scientific | TEA /ICP-OES (iCAP 7200/7400/7600) | No | 842312051521 | Pump tubing aqueous drain (pack 6) | 33 | 15% | 28.05
Thermo Scientific | TEA /ICP-OES (iCAP 7200/7400/7600) | No | 842312051531 | Pump tubing organic sample (pack 6) | 167 | 15% | 141.95
Thermo Scientific | TEA /ICP-OES (iCAP 7200/7400/7600) | No | 842312051541 | Pump tubing organic drain (pack 6) | 167 | 15% | 141.95
Thermo Scientific | TEA /ICP-OES (iCAP 7200/7400/7600) | No | 842312051551 | Internal Standards Kit | 101 | 15% | 85.85
Thermo Scientific | TEA /ICP-OES (iCAP 7200/7400/7600) | No | 842312051611 | Replacement Plumbing Kit Enhanced Vapour | 323 | 15% | 274.55
Thermo Scientific | TEA /ICP-OES (iCAP 7200/7400/7600) | No | 842312051621 | Solvent Flex Pump Sample Tubing(Pk of 6) | 56.3 | 15% | 47.85
Thermo Scientific | TEA /ICP-OES (iCAP 7200/7400/7600) | No | 842312051631 | Solvent Flex Pump Drain Tubing(Pk of 6) | 62.5 | 15% | 53.12
Thermo Scientific | TEA /ICP-OES (iCAP 7200/7400/7600) | No | 842312051641 | IsoMist Kit for iCAP Duo | 7030 | 21% | 5553.7
Thermo Scientific | TEA /ICP-OES (iCAP 7200/7400/7600) | No | 842312051651 | IsoMist Kit for iCAP Radial | 5760 | 21% | 4550.4
Thermo Scientific | TEA /ICP-OES (iCAP 7200/7400/7600) | No | 842312051671 | Twister Spray Chamber for IsoMist Duo | 1240 | 15% | 1054
Thermo Scientific | TEA /ICP-OES (iCAP 7200/7400/7600) | No | 842312051741 | EMT Radial Torch | 353 | 15% | 300.05
Thermo Scientific | TEA /ICP-OES (iCAP 7200/7400/7600) | No | 842312051751 | Sample Intro. Spares Kit | 651 | 15% | 553.35
Thermo Scientific | TEA /ICP-OES (iCAP 7200/7400/7600) | No | 842312051941 | EMT Injector Tube 1.0 | 193 | 15% | 164.05
Thermo Scientific | TEA /ICP-OES (iCAP 7200/7400/7600) | No | 842312051951 | EMT 1.5mm Torch Centre Tube | 193 | 15% | 164.05
Thermo Scientific | TEA /ICP-OES (iCAP 7200/7400/7600) | No | 842312051961 | EMT Centre Tube 2.0Ceramic (HF Resistant) | 95.3 | 15% | 81
Thermo Scientific | TEA /ICP-OES (iCAP 7200/7400/7600) | No | 842312052090 | Argon Humidifer | 2070 | 21% | 1635.3
Thermo Scientific | TEA /ICP-OES (iCAP 7200/7400/7600) | No | 842312052101 | Argon Humidifier Tubing Kit | 78.2 | 15% | 66.47
Thermo Scientific | TEA /ICP-OES (iCAP 7200/7400/7600) | No | 842312052111 | Argon Humidifier Dispersion Tube | 52.3 | 15% | 44.45
Thermo Scientific | TEA /ICP-OES (iCAP 7200/7400/7600) | No | 842312052121 | Standard Argon Gas Filter Kit | 70.8 | 15% | 60.18
Thermo Scientific | TEA /ICP-OES (iCAP 7200/7400/7600) | No | 842312052201 | Radial Ceramic D Torch Kit | 4220 | 15% | 3587
Thermo Scientific | TEA /ICP-OES (iCAP 7200/7400/7600) | No | 842312052204 | Base&Inner Tube for Radial & Duo D Torch | 887 | 15% | 753.95
Thermo Scientific | TEA /ICP-OES (iCAP 7200/7400/7600) | No | 842312052206 | Ceramic Outer Tube for Radial D Torch | 2610 | 15% | 2218.5
Thermo Scientific | TEA /ICP-OES (iCAP 7200/7400/7600) | No | 842312052207 | Quartz Outer Tube for Duo Torch | 245 | 15% | 208.25
Thermo Scientific | TEA /ICP-OES (iCAP 7200/7400/7600) | No | 842312052208 | Quartz Outer Tube for Radial D Torch | 196 | 15% | 166.6
Thermo Scientific | TEA /ICP-OES (iCAP 7200/7400/7600) | No | 842312052209 | Optic Fiber for Duo D Torch | 290 | 15% | 246.5
Thermo Scientific | TEA /ICP-OES (iCAP 7200/7400/7600) | No | 842312052210 | Retaining Ring for Radial & Duo D Torch | 54.2 | 15% | 46.07
Thermo Scientific | TEA /ICP-OES (iCAP 7200/7400/7600) | No | 842312052211 | Injector Adaptor for Radial&Duo D Torch | 206 | 15% | 175.1
Thermo Scientific | TEA /ICP-OES (iCAP 7200/7400/7600) | No | 842312052213 | D Torch Sampling O Ring Kit | 277 | 15% | 235.45
Thermo Scientific | TEA /ICP-OES (iCAP 7200/7400/7600) | No | 842312052221 | iCAP 7000 Duo Aqueous Kit | 1920 | 15% | 1632
Thermo Scientific | TEA /ICP-OES (iCAP 7200/7400/7600) | No | 842312052231 | iCAP 7000 Duo High Solids Kit | 2040 | 15% | 1734
Thermo Scientific | TEA /ICP-OES (iCAP 7200/7400/7600) | No | 842312052241 | iCAP 7000 Duo HF Kit | 5450 | 15% | 4632.5
Thermo Scientific | TEA /ICP-OES (iCAP 7200/7400/7600) | No | 842312052251 | iCAP 7000 Duo Volatile Organics Kit | 1920 | 15% | 1632
Thermo Scientific | TEA /ICP-OES (iCAP 7200/7400/7600) | No | 842312052261 | iCAP 7000 Duo Organics Kit | 3200 | 15% | 2720
Thermo Scientific | TEA /ICP-OES (iCAP 7200/7400/7600) | No | 842312052271 | iCAP 7000 Radial Aqueous Kit | 1900 | 15% | 1615
Thermo Scientific | TEA /ICP-OES (iCAP 7200/7400/7600) | No | 842312052281 | iCAP 7000 Radial High Solids Kit | 2300 | 15% | 1955
Thermo Scientific | TEA /ICP-OES (iCAP 7200/7400/7600) | No | 842312052291 | iCAP 7000 Radial HF Kit | 4910 | 15% | 4173.5
Thermo Scientific | TEA /ICP-OES (iCAP 7200/7400/7600) | No | 842312052301 | iCAP 7000 Radial Volatile Organics Kit | 1900 | 15% | 1615
Thermo Scientific | TEA /ICP-OES (iCAP 7200/7400/7600) | No | 842312052311 | iCAP 7000 Radial Organics Kit | 3440 | 15% | 2924
Thermo Scientific | TEA /ICP-OES (iCAP 7200/7400/7600) | No | 842312052401 | Aqueous MiniPump SampleTubing (1Pck=6EA) | 37.2 | 15% | 31.62
Thermo Scientific | TEA /ICP-OES (iCAP 7200/7400/7600) | No | 842312052411 | Aqueous Mini Drain Tubing (1Pck=6EA) | 37.2 | 15% | 31.62
Thermo Scientific | TEA /ICP-OES (iCAP 7200/7400/7600) | No | 842312052611 | Replacement tubing for Int. Hydride Gen | 402 | 15% | 341.7
Thermo Scientific | TEA /ICP-OES (iCAP 7200/7400/7600) | No | 842312052621 | Concentrated Corrosion Inhibitor | 64.9 | 15% | 55.16
Thermo Scientific | TEA /ICP-OES (iCAP 7200/7400/7600) | No | 842312052631 | Aqueous Sprint Valve Kit | 4180 | 15% | 3553
Thermo Scientific | TEA /ICP-OES (iCAP 7200/7400/7600) | No | 842312052641 | Organics Sprint Valve Kit | 4330 | 15% | 3680.5
Thermo Scientific | TEA /ICP-OES (iCAP 7200/7400/7600) | No | 842312052651 | Internal Standards Kit Mini Pump | 98.9 | 15% | 84.06
Thermo Scientific | TEA /ICP-OES (iCAP 7200/7400/7600) | No | 842312052661 | Tubing for int Hydride Kit Mini Pump | 395 | 15% | 335.75
Thermo Scientific | TEA /ICP-OES (iCAP 7200/7400/7600) | No | 842312052671 | QD Fitting - Spraychamber 7400 and 7600 | 42.1 | 15% | 35.78
Thermo Scientific | TEA /ICP-OES (iCAP 7200/7400/7600) | No | 842313050001 | iCAP Software Upgrade | 0.01 | 100% | 0
Thermo Scientific | TEA /ICP-OES (iCAP 7200/7400/7600) | No | 842313050711 | Replacement Test Solutions-for iCAP Val. | 277 | 15% | 235.45
Thermo Scientific | TEA /ICP-OES (iCAP 7200/7400/7600) | No | 842313051001 | iCAP 7000 Series Qualification Kit | 4090 | 15% | 3476.5
Thermo Scientific | TEA /ICP-OES (iCAP 7200/7400/7600) | No | 842313051201 | iTEVA to Qtegra upgrade package | 10200 | 15% | 8670
Thermo Scientific | TEA /ICP-OES (iCAP 7200/7400/7600) | No | 842314050004 | Data Station (100/230V, 50/60Hz) | 3670 | 15% | 3119.5
Thermo Scientific | TEA /ICP-OES (iCAP 7200/7400/7600) | No | 842315550381 | RF Power Supply Mk2 - spares | 3230 | 15% | 2745.5
Thermo Scientific | TEA /ICP-OES (iCAP 7200/7400/7600) | No | 842318051001 | Cetac U-5000AT USN 220/240Volts | 36200 | 15% | 30770
Thermo Scientific | TEA /ICP-OES (iCAP 7200/7400/7600) | No | 842318051002 | Cetac U-5000AT Ultrasonic Nebuliser 110v | 35900 | 15% | 30515
Thermo Scientific | TEA /ICP-OES (iCAP 7200/7400/7600) | No | 842320072101 | iCAP 7200 ICP-OES Duo (NAm) | 64600 | 15% | 54910
Thermo Scientific | TEA /ICP-OES (iCAP 7200/7400/7600) | No | 842347004006 | ESI SC-4 DX AUTOSAMPLER | 11900 | 15% | 10115
Thermo Scientific | TEA /ICP-OES (iCAP 7200/7400/7600) | No | 842347004007 | ESI SCI SC-4 + FAST Autosampler | 29900 | 15% | 25415
Thermo Scientific | TEA /ICP-OES (iCAP 7200/7400/7600) | No | 842347004008 | ESI Inter. Std. Kit for SC Autosampler | 1330 | 15% | 1130.5
Thermo Scientific | TEA /ICP-OES (iCAP 7200/7400/7600) | No | 842347004009 | PFA-ST Nebuliser, low pressure | 2340 | 15% | 1989
Thermo Scientific | TEA /ICP-OES (iCAP 7200/7400/7600) | No | 842347004012 | SC-FAST internal standard addition tee | 253 | 15% | 215.05
Thermo Scientific | TEA /ICP-OES (iCAP 7200/7400/7600) | No | 842347004013 | 0.25mL Loop (1.6mm OD) | 85.1 | 15% | 72.33
Thermo Scientific | TEA /ICP-OES (iCAP 7200/7400/7600) | No | 842347004016 | 2.0mL Loop (3.2mm OD) | 92 | 15% | 78.2
Thermo Scientific | TEA /ICP-OES (iCAP 7200/7400/7600) | No | 842347004017 | 3.0mL Loop (3.2mm OD) | 76.9 | 15% | 65.36
Thermo Scientific | TEA /ICP-OES (iCAP 7200/7400/7600) | No | 842347004018 | 4.0mL Loop (3.2mm OD) | 102 | 15% | 86.7
Thermo Scientific | TEA /ICP-OES (iCAP 7200/7400/7600) | No | 842347004021 | Peri pump tubing-flared-orange/green | 109 | 15% | 92.65
Thermo Scientific | TEA /ICP-OES (iCAP 7200/7400/7600) | No | 842347004022 | Peristaltic pump tubing - black/black | 109 | 15% | 92.65
Thermo Scientific | TEA /ICP-OES (iCAP 7200/7400/7600) | No | 842347004036 | ASXpress 1/16in Barbed Tee Connector Kit | 44 | 15% | 37.4
Thermo Scientific | TEA /ICP-OES (iCAP 7200/7400/7600) | No | 842347004046 | ASXpress - Pharmed Peri Pump Tubing Kit | 116 | 15% | 98.6
Thermo Scientific | TEA /ICP-OES (iCAP 7200/7400/7600) | No | 842347004047 | ASXpress - Sample Loop 2mm ID/0.7ml | 116 | 15% | 98.6
Thermo Scientific | TEA /ICP-OES (iCAP 7200/7400/7600) | No | 842347004048 | ASXpress - Sample Loop 2mm ID/1.0ml | 64.9 | 15% | 55.16
Thermo Scientific | TEA /ICP-OES (iCAP 7200/7400/7600) | No | 842347004049 | ASXpress - Sample Loop 2mm ID/1.5ml | 116 | 15% | 98.6
Thermo Scientific | TEA /ICP-OES (iCAP 7200/7400/7600) | No | 842347004050 | ASXpress - Sample Loop 2mm ID/2.0ml | 116 | 15% | 98.6
Thermo Scientific | TEA /ICP-OES (iCAP 7200/7400/7600) | No | 842347004051 | ASXpress - Sample Loop 2mm ID/3.0ml | 116 | 15% | 98.6
Thermo Scientific | TEA /ICP-OES (iCAP 7200/7400/7600) | No | 842347004052 | ASXpress - Sample Loop 2mm ID/4.0ml | 116 | 15% | 98.6
Thermo Scientific | TEA /ICP-OES (iCAP 7200/7400/7600) | No | 842347004053 | ASXpress - Sample Loop 2mm ID/5.0ml | 116 | 15% | 98.6
Thermo Scientific | TEA /ICP-OES (iCAP 7200/7400/7600) | No | 842347004054 | ASXpress - Sample Loop 1mm ID/1.02ml | 116 | 15% | 98.6
Thermo Scientific | TEA /ICP-OES (iCAP 7200/7400/7600) | No | 842347004055 | ASXpress - Sample Loop 1mm ID/1.48ml | 116 | 15% | 98.6
Thermo Scientific | TEA /ICP-OES (iCAP 7200/7400/7600) | No | 842347004056 | ASXpress - Sample Loop 1mm ID/2.0ml | 116 | 15% | 98.6
Thermo Scientific | TEA /ICP-OES (iCAP 7200/7400/7600) | No | 842347004057 | ASXpress - Sample Loop 1mm ID/3.0ml | 116 | 15% | 98.6
Thermo Scientific | Atomic Absorption (iCE 3300/3400/3500) | No | 942339005151 | AA Spray Chamber Standard O-ring Kit | 64.1 | 10% | 57.69
Thermo Scientific | Atomic Absorption (iCE 3300/3400/3500) | No | 942339005411 | Capillary Tube 0.4i.d 1mSame081301198107 | 7.83 | 10% | 7.04
Thermo Scientific | Atomic Absorption (iCE 3300/3400/3500) | No | 942339020031 | Lithium Uncoded Hollow Cathode Lamp | 518 | 10% | 466.2
Thermo Scientific | Atomic Absorption (iCE 3300/3400/3500) | No | 942339020041 | Beryllium Uncoded Hollow Cathode Lamp | 1110 | 10% | 999
Thermo Scientific | Atomic Absorption (iCE 3300/3400/3500) | No | 942339020051 | Boron Uncoded Hollow Cathode Lamp | 768 | 10% | 691.2
Thermo Scientific | Atomic Absorption (iCE 3300/3400/3500) | No | 942339020111 | Sodium Uncoded Hollow Cathode Lamp | 541 | 10% | 486.9
Thermo Scientific | Atomic Absorption (iCE 3300/3400/3500) | No | 942339020121 | Magnesium Uncoded Hollow Cathode Lamp | 552 | 10% | 496.8
Thermo Scientific | Atomic Absorption (iCE 3300/3400/3500) | No | 942339020131 | Aluminium Uncoded Hollow Cathode Lamp | 464 | 10% | 417.6
Thermo Scientific | Atomic Absorption (iCE 3300/3400/3500) | No | 942339020141 | Silicon Uncoded Hollow Cathode Lamp | 588 | 10% | 529.2
Thermo Scientific | Atomic Absorption (iCE 3300/3400/3500) | No | 942339020151 | Phosphorus Uncoded HollowCathode Lamp | 768 | 10% | 691.2
Thermo Scientific | Atomic Absorption (iCE 3300/3400/3500) | No | 942339020191 | Potassium Uncoded Hollow Cathode Lamp | 588 | 10% | 529.2
Thermo Scientific | Atomic Absorption (iCE 3300/3400/3500) | No | 942339020201 | +alcium Uncoded Hollow Cathode Lamp | 541 | 10% | 486.9
Thermo Scientific | Atomic Absorption (iCE 3300/3400/3500) | No | 942339020211 | Scandium Uncoded Hollow Cathode Lamp | 992 | 10% | 892.8
Thermo Scientific | Atomic Absorption (iCE 3300/3400/3500) | No | 942339020221 | Titanium Uncoded Hollow Cathode Lamp | 464 | 10% | 417.6
Thermo Scientific | Atomic Absorption (iCE 3300/3400/3500) | No | 942339020231 | Vanadium Uncoded Hollow Cathode Lamp | 588 | 10% | 529.2
Thermo Scientific | Atomic Absorption (iCE 3300/3400/3500) | No | 942339020241 | Chromium Uncoded Hollow Cathode Lamp | 541 | 10% | 486.9
Thermo Scientific | Atomic Absorption (iCE 3300/3400/3500) | No | 942339020251 | Manganese Uncoded Hollow Cathode Lamp | 541 | 10% | 486.9
Thermo Scientific | Atomic Absorption (iCE 3300/3400/3500) | No | 942339020261 | Iron Uncoded Hollow Cathode Lamp | 541 | 10% | 486.9
Thermo Scientific | Atomic Absorption (iCE 3300/3400/3500) | No | 942339020271 | Cobalt Uncoded Hollow Cathode Lamp | 647 | 10% | 582.3
Thermo Scientific | Atomic Absorption (iCE 3300/3400/3500) | No | 942339020281 | Nickel Uncoded Hollow Cathode Lamp | 541 | 10% | 486.9
Thermo Scientific | Atomic Absorption (iCE 3300/3400/3500) | No | 942339020291 | Copper Uncoded Hollow Cathode Lamp | 464 | 10% | 417.6
Thermo Scientific | Atomic Absorption (iCE 3300/3400/3500) | No | 942339020301 | Zinc Uncoded Hollow Cathode Lamp | 541 | 10% | 486.9
Thermo Scientific | Atomic Absorption (iCE 3300/3400/3500) | No | 942339020311 | Gallium Uncoded Hollow Cathode Lamp | 768 | 10% | 691.2
Thermo Scientific | Atomic Absorption (iCE 3300/3400/3500) | No | 942339020321 | Germanium Uncoded Hollow Cathode Lamp | 824 | 10% | 741.6
Thermo Scientific | Atomic Absorption (iCE 3300/3400/3500) | No | 942339020331 | Arsenic Uncoded Hollow Cathode Lamp | 588 | 10% | 529.2
Thermo Scientific | Atomic Absorption (iCE 3300/3400/3500) | No | 942339020341 | Selenium Uncoded Hollow Cathode Lamp | 791 | 10% | 711.9
Thermo Scientific | Atomic Absorption (iCE 3300/3400/3500) | No | 942339020371 | Rubidium Uncoded Hollow Cathode Lamp | 768 | 10% | 691.2
Thermo Scientific | Atomic Absorption (iCE 3300/3400/3500) | No | 942339020381 | Strontium Uncoded Hollow Cathode Lamp | 588 | 10% | 529.2
Thermo Scientific | Atomic Absorption (iCE 3300/3400/3500) | No | 942339020401 | Zirconium Uncoded Hollow Cathode Lamp | 624 | 10% | 561.6
Thermo Scientific | Atomic Absorption (iCE 3300/3400/3500) | No | 942339020411 | Niobium Uncoded Hollow Cathode Lamp | 624 | 10% | 561.6
Thermo Scientific | Atomic Absorption (iCE 3300/3400/3500) | No | 942339020421 | Molybdenum Uncoded Hollow Cathode Lamp | 464 | 10% | 417.6
Thermo Scientific | Atomic Absorption (iCE 3300/3400/3500) | No | 942339020441 | Ruthenium Uncoded Hollow Cathode Lamp | 768 | 10% | 691.2
Thermo Scientific | Atomic Absorption (iCE 3300/3400/3500) | No | 942339020451 | Rhodium Uncoded Hollow Cathode Lamp | 1700 | 10% | 1530
Thermo Scientific | Atomic Absorption (iCE 3300/3400/3500) | No | 942339020461 | Palladium Uncoded Hollow Cathode Lamp | 733 | 10% | 659.7
Thermo Scientific | Atomic Absorption (iCE 3300/3400/3500) | No | 942339020471 | Silver Uncoded Hollow Cathode Lamp | 541 | 10% | 486.9
Thermo Scientific | Atomic Absorption (iCE 3300/3400/3500) | No | 942339020481 | Cadmium Uncoded Hollow Cathode Lamp | 647 | 10% | 582.3
Thermo Scientific | Atomic Absorption (iCE 3300/3400/3500) | No | 942339020491 | Indium Uncoded Hollow Cathode Lamp | 678 | 10% | 610.2
Thermo Scientific | Atomic Absorption (iCE 3300/3400/3500) | No | 942339020501 | Tin Uncoded Hollow Cathode Lamp | 588 | 10% | 529.2
Thermo Scientific | Atomic Absorption (iCE 3300/3400/3500) | No | 942339020511 | Antimony Uncoded Hollow Cathode Lamp | 588 | 10% | 529.2
Thermo Scientific | Atomic Absorption (iCE 3300/3400/3500) | No | 942339020521 | Tellurium Uncoded Hollow Cathode Lamp | 768 | 10% | 691.2
Thermo Scientific | Atomic Absorption (iCE 3300/3400/3500) | No | 942339020551 | Caesium Uncoded Hollow Cathode Lamp | 782 | 10% | 703.8
Thermo Scientific | Atomic Absorption (iCE 3300/3400/3500) | No | 942339020561 | Barium Uncoded Hollow Cathode Lamp | 541 | 10% | 486.9
Thermo Scientific | Atomic Absorption (iCE 3300/3400/3500) | No | 942339020571 | Lanthanum Uncoded Hollow Cathode Lamp | 624 | 10% | 561.6
Thermo Scientific | Atomic Absorption (iCE 3300/3400/3500) | No | 942339020601 | Neodymium Uncoded Hollow Cathode Lamp | 768 | 10% | 691.2
Thermo Scientific | Atomic Absorption (iCE 3300/3400/3500) | No | 942339020641 | Gadolinium Uncoded Hollow Cathode Lamp | 824 | 10% | 741.6
Thermo Scientific | Atomic Absorption (iCE 3300/3400/3500) | No | 942339020661 | Dysprosium Uncoded Hollow Cathode Lamp | 768 | 10% | 691.2
Thermo Scientific | Atomic Absorption (iCE 3300/3400/3500) | No | 942339020721 | Hafnium Uncoded Hollow Cathode Lamp | 768 | 10% | 691.2
Thermo Scientific | Atomic Absorption (iCE 3300/3400/3500) | No | 942339020731 | Tantalum Uncoded Hollow Cathode Lamp | 624 | 10% | 561.6
Thermo Scientific | Atomic Absorption (iCE 3300/3400/3500) | No | 942339020741 | Tungsten Uncoded Hollow Cathode Lamp | 678 | 10% | 610.2
Thermo Scientific | Atomic Absorption (iCE 3300/3400/3500) | No | 942339020751 | Rhenium Uncoded Hollow Cathode Lamp | 824 | 10% | 741.6
Thermo Scientific | Atomic Absorption (iCE 3300/3400/3500) | No | 942339020771 | Iridium Uncoded Hollow Cathode Lamp | 824 | 10% | 741.6
Thermo Scientific | Atomic Absorption (iCE 3300/3400/3500) | No | 942339020781 | Platinum Uncoded Hollow Cathode Lamp | 791 | 10% | 711.9
Thermo Scientific | Atomic Absorption (iCE 3300/3400/3500) | No | 942339020791 | Gold Uncoded Hollow Cathode Lamp | 733 | 10% | 659.7
Thermo Scientific | Atomic Absorption (iCE 3300/3400/3500) | No | 942339020801 | Mercury Uncoded Hollow Cathode Lamp | 588 | 10% | 529.2
Thermo Scientific | Atomic Absorption (iCE 3300/3400/3500) | No | 942339020811 | Thallium Uncoded Hollow Cathode Lamp | 733 | 10% | 659.7
Thermo Scientific | Atomic Absorption (iCE 3300/3400/3500) | No | 942339020821 | Lead Uncoded Hollow Cathode Lamp | 541 | 10% | 486.9
Thermo Scientific | Atomic Absorption (iCE 3300/3400/3500) | No | 942339020831 | Bismuth Uncoded Hollow Cathode Lamp | 541 | 10% | 486.9
Thermo Scientific | Atomic Absorption (iCE 3300/3400/3500) | No | 942339030011 | Deuterium data Coded Hollow Cathode Lamp | 691 | 10% | 621.9
Thermo Scientific | Atomic Absorption (iCE 3300/3400/3500) | No | 942339030031 | 2ithium Data Coded Hollow Cathode Lamp | 687 | 10% | 618.3
Thermo Scientific | Atomic Absorption (iCE 3300/3400/3500) | No | 942339030041 | Beryllium Data Coded Hollow Cathode Lamp | 1150 | 10% | 1035
Thermo Scientific | Atomic Absorption (iCE 3300/3400/3500) | No | 942339030051 | Boron Data Coded Hollow Cathode Lamp | 800 | 10% | 720
Thermo Scientific | Atomic Absorption (iCE 3300/3400/3500) | No | 942339030111 | Sodium Data Coded Hollow Cathode Lamp | 608 | 10% | 547.2
Thermo Scientific | Atomic Absorption (iCE 3300/3400/3500) | No | 942339030121 | Magnesium Data Coded Hollow Cathode Lamp | 620 | 10% | 558
Thermo Scientific | Atomic Absorption (iCE 3300/3400/3500) | No | 942339030131 | Aluminium Data Coded Hollow Cathode Lamp | 528 | 10% | 475.2
Thermo Scientific | Atomic Absorption (iCE 3300/3400/3500) | No | 942339030141 | Silicon Data Coded Hollow Cathode Lamp | 658 | 10% | 592.2
Thermo Scientific | Atomic Absorption (iCE 3300/3400/3500) | No | 942339030151 | Phosphorus Data Coded HCL | 800 | 10% | 720
Thermo Scientific | Atomic Absorption (iCE 3300/3400/3500) | No | 942339030191 | Potassium Data Coded Hollow Cathode Lamp | 658 | 10% | 592.2
Thermo Scientific | Atomic Absorption (iCE 3300/3400/3500) | No | 942339030201 | Calcium Data Coded Hollow Cathode Lamp | 608 | 10% | 547.2
Thermo Scientific | Atomic Absorption (iCE 3300/3400/3500) | No | 942339030211 | Scandium Data Coded Hollow Cathode Lamp | 1070 | 10% | 963
Thermo Scientific | Atomic Absorption (iCE 3300/3400/3500) | No | 942339030221 | Titanium Data Coded Hollow Cathode Lamp | 528 | 10% | 475.2
Thermo Scientific | Atomic Absorption (iCE 3300/3400/3500) | No | 942339030231 | Vanadium Data Coded Hollow Cathode Lamp | 658 | 10% | 592.2
Thermo Scientific | Atomic Absorption (iCE 3300/3400/3500) | No | 942339030241 | Chromium Data Coded Hollow Cathode Lamp | 608 | 10% | 547.2
Thermo Scientific | Atomic Absorption (iCE 3300/3400/3500) | No | 942339030251 | Manganese Data Coded Hollow Cathode Lamp | 608 | 10% | 547.2
Thermo Scientific | Atomic Absorption (iCE 3300/3400/3500) | No | 942339030261 | Iron Data Coded Hollow Cathode Lamp | 608 | 10% | 547.2
Thermo Scientific | Atomic Absorption (iCE 3300/3400/3500) | No | 942339030271 | Cobalt Data Coded Hollow Cathode Lamp | 714 | 10% | 642.6
Thermo Scientific | Atomic Absorption (iCE 3300/3400/3500) | No | 942339030281 | Nickel Data Coded Hollow Cathode Lamp | 608 | 10% | 547.2
Thermo Scientific | Atomic Absorption (iCE 3300/3400/3500) | No | 942339030291 | Copper Data Coded Hollow Cathode Lamp | 528 | 10% | 475.2
Thermo Scientific | Atomic Absorption (iCE 3300/3400/3500) | No | 942339030301 | Zinc Data Coded Hollow Cathode Lamp | 608 | 10% | 547.2
Thermo Scientific | Atomic Absorption (iCE 3300/3400/3500) | No | 942339030311 | Gallium Data Coded Hollow Cathode Lamp | 835 | 10% | 751.5
Thermo Scientific | Atomic Absorption (iCE 3300/3400/3500) | No | 942339030321 | Germanium Data Coded Hollow Cathode Lamp | 892 | 10% | 802.8
Thermo Scientific | Atomic Absorption (iCE 3300/3400/3500) | No | 942339030331 | Arsenic Data Coded Hollow Cathode Lamp | 658 | 10% | 592.2
Thermo Scientific | Atomic Absorption (iCE 3300/3400/3500) | No | 942339030341 | Selenium Data Coded Hollow Cathode Lamp | 856 | 10% | 770.4
Thermo Scientific | Atomic Absorption (iCE 3300/3400/3500) | No | 942339030371 | Rubidium Data Coded Hollow Cathode Lamp | 835 | 10% | 751.5
Thermo Scientific | Atomic Absorption (iCE 3300/3400/3500) | No | 942339030381 | Strontium Data Coded Hollow Cathode Lamp | 658 | 10% | 592.2
Thermo Scientific | Atomic Absorption (iCE 3300/3400/3500) | No | 942339030391 | Yttrium Data Coded Hollow Cathode Lamp | 835 | 10% | 751.5
Thermo Scientific | Atomic Absorption (iCE 3300/3400/3500) | No | 942339030401 | conium Data Coded Hollow Cathode Lamp | 658 | 10% | 592.2
Thermo Scientific | Atomic Absorption (iCE 3300/3400/3500) | No | 942339030411 | Niobium Data Coded Hollow Cathode Lamp | 691 | 10% | 621.9
Thermo Scientific | Atomic Absorption (iCE 3300/3400/3500) | No | 942339030421 | Molybdenum Data Coded HCL | 528 | 10% | 475.2
Thermo Scientific | Atomic Absorption (iCE 3300/3400/3500) | No | 942339030441 | Ruthenium Data Coded Hollow Cathode Lamp | 835 | 10% | 751.5
Thermo Scientific | Atomic Absorption (iCE 3300/3400/3500) | No | 942339030451 | Rhodium Data Coded Hollow Cathode Lamp | 1810 | 10% | 1629
Thermo Scientific | Atomic Absorption (iCE 3300/3400/3500) | No | 942339030461 | Palladium Data Coded Hollow Cathode Lamp | 800 | 10% | 720
Thermo Scientific | Atomic Absorption (iCE 3300/3400/3500) | No | 942339030471 | Silver Data Coded Hollow Cathode Lamp | 608 | 10% | 547.2
Thermo Scientific | Atomic Absorption (iCE 3300/3400/3500) | No | 942339030481 | Cadmium Data Coded Hollow Cathode Lamp | 714 | 10% | 642.6
Thermo Scientific | Atomic Absorption (iCE 3300/3400/3500) | No | 942339030491 | Indium Data Coded Hollow Cathode Lamp | 747 | 10% | 672.3
Thermo Scientific | Atomic Absorption (iCE 3300/3400/3500) | No | 942339030501 | Tin Data Coded Hollow Cathode Lamp | 658 | 10% | 592.2
Thermo Scientific | Atomic Absorption (iCE 3300/3400/3500) | No | 942339030511 | Antimony Data Coded Hollow Cathode Lamp | 658 | 10% | 592.2
Thermo Scientific | Atomic Absorption (iCE 3300/3400/3500) | No | 942339030521 | Tellurium Data Coded Hollow Cathode Lamp | 800 | 10% | 720
Thermo Scientific | Atomic Absorption (iCE 3300/3400/3500) | No | 942339030551 | Caesium Data Coded Hollow Cathode Lamp | 817 | 10% | 735.3
Thermo Scientific | Atomic Absorption (iCE 3300/3400/3500) | No | 942339030561 | Barium Data Coded Hollow Cathode Lamp | 608 | 10% | 547.2
Thermo Scientific | Atomic Absorption (iCE 3300/3400/3500) | No | 942339030571 | Lanthanum Data Coded HCL | 691 | 10% | 621.9
Thermo Scientific | Atomic Absorption (iCE 3300/3400/3500) | No | 942339030591 | Praseodymium Data Coded HCL | 892 | 10% | 802.8
Thermo Scientific | Atomic Absorption (iCE 3300/3400/3500) | No | 942339030601 | Neodymium Data Coded Hollow Cathode Lamp | 835 | 10% | 751.5
Thermo Scientific | Atomic Absorption (iCE 3300/3400/3500) | No | 942339030631 | Europium Data Coded Hollow Cathode Lamp | 835 | 10% | 751.5
Thermo Scientific | Atomic Absorption (iCE 3300/3400/3500) | No | 942339030641 | Gadolinium Data Coded HCL | 892 | 10% | 802.8
Thermo Scientific | Atomic Absorption (iCE 3300/3400/3500) | No | 942339030651 | Terbium Data Coded Hollow Cathode Lamp | 892 | 10% | 802.8
Thermo Scientific | Atomic Absorption (iCE 3300/3400/3500) | No | 942339030661 | Dysprosium Data Coded HCL | 835 | 10% | 751.5
Thermo Scientific | Atomic Absorption (iCE 3300/3400/3500) | No | 942339030671 | Holmium Data Coded Hollow Cathode Lamp | 835 | 10% | 751.5
Thermo Scientific | Atomic Absorption (iCE 3300/3400/3500) | No | 942339030691 | Thulium Data Coded Hollow Cathode Lamp | 1230 | 10% | 1107
Thermo Scientific | Atomic Absorption (iCE 3300/3400/3500) | No | 942339030701 | Ytterbium Data Coded Hollow Cathode Lamp | 892 | 10% | 802.8
Thermo Scientific | Atomic Absorption (iCE 3300/3400/3500) | No | 942339030711 | Lutetium Data Coded Hollow Cathode Lamp | 835 | 10% | 751.5
Thermo Scientific | Atomic Absorption (iCE 3300/3400/3500) | No | 942339030721 | Hafnium Data Coded Hollow Cathode Lamp | 835 | 10% | 751.5
Thermo Scientific | Atomic Absorption (iCE 3300/3400/3500) | No | 942339030731 | Tantalum Data Coded Hollow Cathode Lamp | 691 | 10% | 621.9
Thermo Scientific | Atomic Absorption (iCE 3300/3400/3500) | No | 942339030741 | Tungsten Data Coded Hollow Cathode Lamp | 714 | 10% | 642.6
Thermo Scientific | Atomic Absorption (iCE 3300/3400/3500) | No | 942339030751 | Rhenium Data Coded Hollow Cathode Lamp | 892 | 10% | 802.8
Thermo Scientific | Atomic Absorption (iCE 3300/3400/3500) | No | 942339030761 | Osmium Data Coded Hollow Cathode Lamp | 1070 | 10% | 963
Thermo Scientific | Atomic Absorption (iCE 3300/3400/3500) | No | 942339030771 | Iridium Data Coded Hollow Cathode Lamp | 892 | 10% | 802.8
Thermo Scientific | Atomic Absorption (iCE 3300/3400/3500) | No | 942339030781 | Platinum Data Coded Hollow Cathode Lamp | 856 | 10% | 770.4
Thermo Scientific | Atomic Absorption (iCE 3300/3400/3500) | No | 942339030791 | Gold Data Coded Hollow Cathode Lamp | 800 | 10% | 720
Thermo Scientific | Atomic Absorption (iCE 3300/3400/3500) | No | 942339030801 | Mercury Data Coded Hollow Cathode Lamp | 658 | 10% | 592.2
Thermo Scientific | Atomic Absorption (iCE 3300/3400/3500) | No | 942339030811 | Thallium Data Coded Hollow Cathode Lamp | 800 | 10% | 720
Thermo Scientific | Atomic Absorption (iCE 3300/3400/3500) | No | 942339030821 | Lead Data Coded Hollow Cathode Lamp | 608 | 10% | 547.2
Thermo Scientific | Atomic Absorption (iCE 3300/3400/3500) | No | 942339030831 | Bismuth Data Coded Hollow Cathode Lamp | 608 | 10% | 547.2
Thermo Scientific | Atomic Absorption (iCE 3300/3400/3500) | No | 942339030921 | Uranium Data Coded Hollow Cathode Lamp | 2390 | 10% | 2151
Thermo Scientific | Atomic Absorption (iCE 3300/3400/3500) | No | 942339310004 | SOLAAR Data Station(110/120/220/240v) | 2810 | 10% | 2529
Thermo Scientific | Atomic Absorption (iCE 3300/3400/3500) | No | 942339319501 | Fume Extraction System 220/240v 50 Hz | 6750 | 10% | 6075
Thermo Scientific | Atomic Absorption (iCE 3300/3400/3500) | No | 942339319551 | M Extraction Side Arm | 993 | 10% | 893.7
Thermo Scientific | Atomic Absorption (iCE 3300/3400/3500) | No | 942339319561 | M Extraction Hood & Arm | 3480 | 10% | 3132
Thermo Scientific | Atomic Absorption (iCE 3300/3400/3500) | No | 942339321011 | Ca/Mg Uncoded Hollow Cathode Lamp | 733 | 10% | 659.7
Thermo Scientific | Atomic Absorption (iCE 3300/3400/3500) | No | 942339321021 | Na/K Uncoded Hollow Cathode Lamp | 733 | 10% | 659.7
Thermo Scientific | Atomic Absorption (iCE 3300/3400/3500) | No | 942339321031 | Cu/Zn Uncoded Hollow Cathode lamp | 733 | 10% | 659.7
Thermo Scientific | Atomic Absorption (iCE 3300/3400/3500) | No | 942339321041 | Al/Si Uncoded Hollow Cathode lamp | 768 | 10% | 691.2
Thermo Scientific | Atomic Absorption (iCE 3300/3400/3500) | No | 942339321061 | Ca/Mg/Si Uncoded Hollow athode Lamp | 856 | 10% | 770.4
Thermo Scientific | Atomic Absorption (iCE 3300/3400/3500) | No | 942339321091 | Mg/Si Uncoded Hollow Cathode Lamp | 768 | 10% | 691.2
Thermo Scientific | Atomic Absorption (iCE 3300/3400/3500) | No | 942339321101 | Si/Ti Uncoded Hollow Cathode Lamp | 768 | 10% | 691.2
Thermo Scientific | Atomic Absorption (iCE 3300/3400/3500) | No | 942339321111 | Co/Mo Uncoded Hollow Cathode Lamp | 768 | 10% | 691.2
Thermo Scientific | Atomic Absorption (iCE 3300/3400/3500) | No | 942339321121 | Cr/Ni Uncoded Hollow Cathode Lamp | 733 | 10% | 659.7
Thermo Scientific | Atomic Absorption (iCE 3300/3400/3500) | No | 942339321131 | Cr/Cu Uncoded Hollow Cathode Lamp | 768 | 10% | 691.2
Thermo Scientific | Atomic Absorption (iCE 3300/3400/3500) | No | 942339321141 | Cr/Mn Uncoded Hollow Cathode Lamp | 768 | 10% | 691.2
Thermo Scientific | Atomic Absorption (iCE 3300/3400/3500) | No | 942339321151 | Cr/Ni/Cu Uncoded Hollow Cathode Lamp | 856 | 10% | 770.4
Thermo Scientific | Atomic Absorption (iCE 3300/3400/3500) | No | 942339321161 | Cr/Ni/Mn Uncoded Hollow Cathode Lamp | 824 | 10% | 741.6
Thermo Scientific | Atomic Absorption (iCE 3300/3400/3500) | No | 942339321171 | Cr/Ni/Cu/Mn/ Uncoded Hollow Cathode Lamp | 936 | 10% | 842.4
Thermo Scientific | Atomic Absorption (iCE 3300/3400/3500) | No | 942339321191 | CO/FE Uncoded Hollow Cathode Lamp | 768 | 10% | 691.2
Thermo Scientific | Atomic Absorption (iCE 3300/3400/3500) | No | 942339321201 | CO/MN HOLLOW CATHODE LAMP | 768 | 10% | 691.2
Thermo Scientific | Atomic Absorption (iCE 3300/3400/3500) | No | 942339321211 | Co/Ni Uncoded Hollow Cathode Lamp | 768 | 10% | 691.2
Thermo Scientific | Atomic Absorption (iCE 3300/3400/3500) | No | 942339321221 | Cu/Fe Uncoded Hollow Cathode Lamp | 733 | 10% | 659.7
Thermo Scientific | Atomic Absorption (iCE 3300/3400/3500) | No | 942339321231 | CU/MN HOLLOW CATHODE LAMP | 768 | 10% | 691.2
Thermo Scientific | Atomic Absorption (iCE 3300/3400/3500) | No | 942339321251 | Fe/Mn Uncoded Hollow Cathode Lamp | 768 | 10% | 691.2
Thermo Scientific | Atomic Absorption (iCE 3300/3400/3500) | No | 942339321261 | Fe/Ni Uncoded Hollow Cathode Lamp | 768 | 10% | 691.2
Thermo Scientific | Atomic Absorption (iCE 3300/3400/3500) | No | 942339321281 | Co/Cu/Fe Uncoded Hollow Cathode Lamp | 856 | 10% | 770.4
Thermo Scientific | Atomic Absorption (iCE 3300/3400/3500) | No | 942339321291 | Co/Mn/Ni Uncoded Hollow Cathode Lamp | 856 | 10% | 770.4
Thermo Scientific | Atomic Absorption (iCE 3300/3400/3500) | No | 942339321311 | Cu/Mn/Fe Uncoded Hollow Cathode lamp | 856 | 10% | 770.4
Thermo Scientific | Atomic Absorption (iCE 3300/3400/3500) | No | 942339321331 | Co/Cu/Fe/Mn Uncoded Hollow Cathode Lamp | 936 | 10% | 842.4
Thermo Scientific | Atomic Absorption (iCE 3300/3400/3500) | No | 942339321341 | Co/Cu/Mn/Ni Uncoded Hollow Cathode Lamp | 936 | 10% | 842.4
Thermo Scientific | Atomic Absorption (iCE 3300/3400/3500) | No | 942339321351 | Co/Fe/Mn/Ni Uncoded Hollow Cathode Lamp | 936 | 10% | 842.4
Thermo Scientific | Atomic Absorption (iCE 3300/3400/3500) | No | 942339321361 | Cu/Fe/Mn/Ni Uncoded Hollow Cathode Lamp | 936 | 10% | 842.4
Thermo Scientific | Atomic Absorption (iCE 3300/3400/3500) | No | 942339321391 | Al/Si/Ti Uncoded Hollow Cathode Lamp | 856 | 10% | 770.4
Thermo Scientific | Atomic Absorption (iCE 3300/3400/3500) | No | 942339321431 | Ag/Au Uncoded Hollow Cathode Lamp | 856 | 10% | 770.4
Thermo Scientific | Atomic Absorption (iCE 3300/3400/3500) | No | 942339321471 | Ca/Zn Uncoded Hollow Cathode Lamp | 768 | 10% | 691.2
Thermo Scientific | Atomic Absorption (iCE 3300/3400/3500) | No | 942339321491 | Ag/Cu Uncoded Hollow Cathode Lamp | 768 | 10% | 691.2
Thermo Scientific | Atomic Absorption (iCE 3300/3400/3500) | No | 942339321501 | AG/CR/CU HOLLOW CATHODE LAMP | 856 | 10% | 770.4
Thermo Scientific | Atomic Absorption (iCE 3300/3400/3500) | No | 942339321511 | Fe/Zn Uncoded Hollow Cathode Lamp | 768 | 10% | 691.2
Thermo Scientific | Atomic Absorption (iCE 3300/3400/3500) | No | 942339321521 | Mn/Zn Uncoded Hollow Cathode Lamp | 768 | 10% | 691.2
Thermo Scientific | Atomic Absorption (iCE 3300/3400/3500) | No | 942339321531 | Cu/Fe/Zn Uncoded Hollow Cathode Lamp | 856 | 10% | 770.4
Thermo Scientific | Atomic Absorption (iCE 3300/3400/3500) | No | 942339321551 | Fe/Mn/Zn Uncoded Hollow Cathode Lamp | 856 | 10% | 770.4
Thermo Scientific | Atomic Absorption (iCE 3300/3400/3500) | No | 942339321561 | Cu/Fe/Mn/Zn Uncoded Hollow Cathode Lamp | 902 | 10% | 811.8
Thermo Scientific | Atomic Absorption (iCE 3300/3400/3500) | No | 942339321591 | Ba/Sr Uncoded Hollow Cathode Lamp | 768 | 10% | 691.2
Thermo Scientific | Atomic Absorption (iCE 3300/3400/3500) | No | 942339321601 | Ca/Ba/Sr Uncoded Hollow Cathode Lamp | 856 | 10% | 770.4
Thermo Scientific | Atomic Absorption (iCE 3300/3400/3500) | No | 942339321611 | Cd/Zn Uncoded Hollow Cathode Lamp | 733 | 10% | 659.7
Thermo Scientific | Atomic Absorption (iCE 3300/3400/3500) | No | 942339331011 | Ca/Mg Data Coded Hollow Cathode Lamp | 812 | 10% | 730.8
Thermo Scientific | Atomic Absorption (iCE 3300/3400/3500) | No | 942339331021 | Na/K Data Coded Hollow Cathode Lamp | 800 | 10% | 720
Thermo Scientific | Atomic Absorption (iCE 3300/3400/3500) | No | 942339331031 | Cu/Zn Data Coded Hollow Cathode lamp | 800 | 10% | 720
Thermo Scientific | Atomic Absorption (iCE 3300/3400/3500) | No | 942339331041 | Al/Si Data Coded Hollow Cathode lamp | 835 | 10% | 751.5
Thermo Scientific | Atomic Absorption (iCE 3300/3400/3500) | No | 942339331051 | Al/Mg Data Coded Hollow Cathode lamp | 800 | 10% | 720
Thermo Scientific | Atomic Absorption (iCE 3300/3400/3500) | No | 942339331061 | Ca/Mg/Si Data Coded Hollow Cathode Lamp | 923 | 10% | 830.7
Thermo Scientific | Atomic Absorption (iCE 3300/3400/3500) | No | 942339331081 | Ca/Si Data Coded Hollow Cathode Lamp | 835 | 10% | 751.5
Thermo Scientific | Atomic Absorption (iCE 3300/3400/3500) | No | 942339331091 | Mg/Si Data Coded Hollow Cathode Lamp | 835 | 10% | 751.5
Thermo Scientific | Atomic Absorption (iCE 3300/3400/3500) | No | 942339331101 | Si/Ti Data Coded Hollow Cathode Lamp | 835 | 10% | 751.5
Thermo Scientific | Atomic Absorption (iCE 3300/3400/3500) | No | 942339331111 | Co/Mo Data Coded Hollow Cathode Lamp | 835 | 10% | 751.5
Thermo Scientific | Atomic Absorption (iCE 3300/3400/3500) | No | 942339331121 | Cr/Ni Data Coded Hollow Cathode Lamp | 812 | 10% | 730.8
Thermo Scientific | Atomic Absorption (iCE 3300/3400/3500) | No | 942339331131 | Cr/Cu Data Coded Hollow Cathode Lamp | 835 | 10% | 751.5
Thermo Scientific | Atomic Absorption (iCE 3300/3400/3500) | No | 942339331141 | Cr/Mn Data Coded Hollow Cathode Lamp | 835 | 10% | 751.5
Thermo Scientific | Atomic Absorption (iCE 3300/3400/3500) | No | 942339331151 | Cr/Ni/Cu Data Coded Hollow Cathode Lamp | 892 | 10% | 802.8
Thermo Scientific | Atomic Absorption (iCE 3300/3400/3500) | No | 942339331161 | Cr/Ni/Mn Data Coded Hollow Cathode Lamp | 892 | 10% | 802.8
Thermo Scientific | Atomic Absorption (iCE 3300/3400/3500) | No | 942339331171 | Cr/Ni/Cu/Mn/ Data Coded HCL | 1010 | 10% | 909
Thermo Scientific | Atomic Absorption (iCE 3300/3400/3500) | No | 942339331181 | Co/Cu Data Coded Hollow Cathode Lamp | 835 | 10% | 751.5
Thermo Scientific | Atomic Absorption (iCE 3300/3400/3500) | No | 942339331191 | Co/Fe Data Coded Hollow Cathode Lamp | 835 | 10% | 751.5
Thermo Scientific | Atomic Absorption (iCE 3300/3400/3500) | No | 942339331201 | Co/Mn Data Coded Hollow Cathode Lamp | 835 | 10% | 751.5
Thermo Scientific | Atomic Absorption (iCE 3300/3400/3500) | No | 942339331211 | Co/Ni Data Coded Hollow Cathode Lamp | 835 | 10% | 751.5
Thermo Scientific | Atomic Absorption (iCE 3300/3400/3500) | No | 942339331221 | Cu/Fe Data Coded Hollow Cathode Lamp | 835 | 10% | 751.5
Thermo Scientific | Atomic Absorption (iCE 3300/3400/3500) | No | 942339331231 | Cu/Mn Data Coded Hollow Cathode Lamp | 835 | 10% | 751.5
Thermo Scientific | Atomic Absorption (iCE 3300/3400/3500) | No | 942339331241 | CU/NI Data Coded Hollow Cathode Lamp | 835 | 10% | 751.5
Thermo Scientific | Atomic Absorption (iCE 3300/3400/3500) | No | 942339331251 | Fe/Mn Data Coded Hollow Cathode Lamp | 800 | 10% | 720
Thermo Scientific | Atomic Absorption (iCE 3300/3400/3500) | No | 942339331261 | Fe/Ni Data Coded Hollow Cathode Lamp | 835 | 10% | 751.5
Thermo Scientific | Atomic Absorption (iCE 3300/3400/3500) | No | 942339331271 | Mn/Ni Data Coded Hollow Cathode Lamp | 835 | 10% | 751.5
Thermo Scientific | Atomic Absorption (iCE 3300/3400/3500) | No | 942339331281 | Co/Cu/Fe Data Coded Hollow Cathode Lamp | 923 | 10% | 830.7
Thermo Scientific | Atomic Absorption (iCE 3300/3400/3500) | No | 942339331291 | Co/Mn/Ni Data Coded Hollow Cathode Lamp | 923 | 10% | 830.7
Thermo Scientific | Atomic Absorption (iCE 3300/3400/3500) | No | 942339331301 | Cu/Mn/Ni Data Coded Hollow Cathode Lamp | 923 | 10% | 830.7
Thermo Scientific | Atomic Absorption (iCE 3300/3400/3500) | No | 942339331311 | Cu/Mn/Fe Data Coded Hollow Cathode Lamp | 892 | 10% | 802.8
Thermo Scientific | Atomic Absorption (iCE 3300/3400/3500) | No | 942339331321 | Mn/Ni/Fe Data Coded Hollow Cathode Lamp | 923 | 10% | 830.7
Thermo Scientific | Atomic Absorption (iCE 3300/3400/3500) | No | 942339331331 | Co/Cu/Fe/Mn Data Coded HCL | 1010 | 10% | 909
Thermo Scientific | Atomic Absorption (iCE 3300/3400/3500) | No | 942339331341 | Co/Cu/Mn/Ni Data Coded HCL | 1010 | 10% | 909
Thermo Scientific | Atomic Absorption (iCE 3300/3400/3500) | No | 942339331351 | Co/Fe/Mn/Ni Data Coded HCL | 1010 | 10% | 909
Thermo Scientific | Atomic Absorption (iCE 3300/3400/3500) | No | 942339331361 | Cu/Fe/Mn/Ni Data Coded HCL | 1010 | 10% | 909
Thermo Scientific | Atomic Absorption (iCE 3300/3400/3500) | No | 942339331371 | Cr/Mo Data Coded Hollow Cathode Lamp | 800 | 10% | 720
Thermo Scientific | Atomic Absorption (iCE 3300/3400/3500) | No | 942339331381 | Al/Ti Data Coded Hollow Cathode Lamp | 835 | 10% | 751.5
Thermo Scientific | Atomic Absorption (iCE 3300/3400/3500) | No | 942339331391 | Al/Si/Ti Data Coded Hollow Cathode Lamp | 923 | 10% | 830.7
Thermo Scientific | Atomic Absorption (iCE 3300/3400/3500) | No | 942339331401 | Au/Cu Data Coded Hollow Cathode Lamp | 923 | 10% | 830.7
Thermo Scientific | Atomic Absorption (iCE 3300/3400/3500) | No | 942339331421 | Au/Cu/Ni Data Coded Hollow Cathode Lamp | 1010 | 10% | 909
Thermo Scientific | Atomic Absorption (iCE 3300/3400/3500) | No | 942339331431 | Ag/Au Data Coded Hollow Cathode Lamp | 923 | 10% | 830.7
Thermo Scientific | Atomic Absorption (iCE 3300/3400/3500) | No | 942339331441 | Ag/Pt Data Coded Hollow Cathode Lamp | 923 | 10% | 830.7
Thermo Scientific | Atomic Absorption (iCE 3300/3400/3500) | No | 942339331461 | Ag/Au/Pt Data Coded Hollow Cathode Lamp | 1120 | 10% | 1008
Thermo Scientific | Atomic Absorption (iCE 3300/3400/3500) | No | 942339331471 | Ca/Zn Data Coded Hollow Cathode Lamp | 835 | 10% | 751.5
Thermo Scientific | Atomic Absorption (iCE 3300/3400/3500) | No | 942339331481 | Ag/Cr Data Coded Hollow Cathode Lamp | 835 | 10% | 751.5
Thermo Scientific | Atomic Absorption (iCE 3300/3400/3500) | No | 942339331491 | Ag/Cu Data Coded Hollow Cathode Lamp | 835 | 10% | 751.5
Thermo Scientific | Atomic Absorption (iCE 3300/3400/3500) | No | 942339331501 | Ag/Cr/Cu Data Coded Hollow Cathode Lamp | 923 | 10% | 830.7
Thermo Scientific | Atomic Absorption (iCE 3300/3400/3500) | No | 942339331511 | Fe/Zn Data Coded Hollow Cathode Lamp | 800 | 10% | 720
Thermo Scientific | Atomic Absorption (iCE 3300/3400/3500) | No | 942339331521 | Mn/Zn Data Coded Hollow Cathode Lamp | 835 | 10% | 751.5
Thermo Scientific | Atomic Absorption (iCE 3300/3400/3500) | No | 942339331531 | Cu/Fe/Zn Data Coded Hollow Cathode Lamp | 923 | 10% | 830.7
Thermo Scientific | Atomic Absorption (iCE 3300/3400/3500) | No | 942339331541 | Cu/Mn/Zn Data Coded Hollow Cathode Lamp | 923 | 10% | 830.7
Thermo Scientific | Atomic Absorption (iCE 3300/3400/3500) | No | 942339331551 | Fe/Mn/Zn Data Coded Hollow Cathode Lamp | 923 | 10% | 830.7
Thermo Scientific | Atomic Absorption (iCE 3300/3400/3500) | No | 942339331561 | Cu/Fe/Mn/Zn Data Coded HCL | 969 | 10% | 872.1
Thermo Scientific | Atomic Absorption (iCE 3300/3400/3500) | No | 942339331571 | Ca/Ba Data Coded Hollow Cathode Lamp | 835 | 10% | 751.5
Thermo Scientific | Atomic Absorption (iCE 3300/3400/3500) | No | 942339331581 | Ca/Sr Data Coded Hollow Cathode Lamp | 835 | 10% | 751.5
Thermo Scientific | Atomic Absorption (iCE 3300/3400/3500) | No | 942339331591 | Ba/Sr Data Coded Hollow Cathode Lamp | 835 | 10% | 751.5
Thermo Scientific | Atomic Absorption (iCE 3300/3400/3500) | No | 942339331601 | Ca/Ba/Sr Data Coded Hollow Cathode Lamp | 923 | 10% | 830.7
Thermo Scientific | Atomic Absorption (iCE 3300/3400/3500) | No | 942339331611 | Cd/Zn Data Coded Cathode Lamp | 800 | 10% | 720
Thermo Scientific | Atomic Absorption (iCE 3300/3400/3500) | No | 942339334116 | Air Compressor 110v/60Hz | 2880 | 10% | 2592
Thermo Scientific | Atomic Absorption (iCE 3300/3400/3500) | No | 942339334226 | Air Compressor 220v/60Hz | 2880 | 10% | 2592
Thermo Scientific | Atomic Absorption (iCE 3300/3400/3500) | No | 942339335021 | Pack of five silica tubes | 856 | 10% | 770.4
Thermo Scientific | Atomic Absorption (iCE 3300/3400/3500) | No | 942339346251 | DEUTERIUM SOURCE FOR BC | 914 | 10% | 822.6
Thermo Scientific | Atomic Absorption (iCE 3300/3400/3500) | No | 942339347111 | Factory Fit Auxiliary Flow Oxidant Kit | 2420 | 10% | 2178
Thermo Scientific | Atomic Absorption (iCE 3300/3400/3500) | No | 942339347121 | Field fit Auxillary Oxidant kit | 5240 | 10% | 4716
Thermo Scientific | Atomic Absorption (iCE 3300/3400/3500) | No | 942339360041 | Spare Peristaltic Pump Tubing | 340 | 10% | 306
Thermo Scientific | Atomic Absorption (iCE 3300/3400/3500) | No | 942339365051 | Gas/Liquid Separator for High Sensi Kit | 795 | 10% | 715.5
Thermo Scientific | Atomic Absorption (iCE 3300/3400/3500) | No | 942339380021 | Polypropylene Reagent Cups (Pk of 50) | 30.3 | 10% | 27.27
Thermo Scientific | Atomic Absorption (iCE 3300/3400/3500) | No | 942339380031 | Polypropylene Sample Cups (Pk of 1000) | 112 | 10% | 100.8
Thermo Scientific | Atomic Absorption (iCE 3300/3400/3500) | No | 942339380041 | Polypropylene Wash Cups (Pk of 25) | 185 | 10% | 166.5
Thermo Scientific | Atomic Absorption (iCE 3300/3400/3500) | No | 942339380051 | FLUOROPLASTIC SAMPLE CUPSPKTS OF 20 | 340 | 10% | 306
Thermo Scientific | Atomic Absorption (iCE 3300/3400/3500) | No | 942339380061 | Reduced Volume Cups for FS90 plus (pk20) | 136 | 10% | 122.4
Thermo Scientific | Atomic Absorption (iCE 3300/3400/3500) | No | 942339380071 | Cup Reducing Ring (Pk 1) | 134 | 10% | 120.6
Thermo Scientific | Atomic Absorption (iCE 3300/3400/3500) | No | 942339382261 | PTFE Sampling Capillary | 399 | 10% | 359.1
Thermo Scientific | Atomic Absorption (iCE 3300/3400/3500) | No | 942339395031 | CUV NORM ELECTROGRAPHITBOX 10 CUVETTES | 609 | 10% | 548.1
Thermo Scientific | Atomic Absorption (iCE 3300/3400/3500) | No | 942339395041 | CUV EXTENDED LIFETIME(10) | 1090 | 10% | 981
Thermo Scientific | Atomic Absorption (iCE 3300/3400/3500) | No | 942339395071 | CUV 10 PYRO COATED ELECTROGRAPHITE | 917 | 10% | 825.3
Thermo Scientific | Atomic Absorption (iCE 3300/3400/3500) | No | 942342020001 | iCE 34/3500 iCE enhancement | 3870 | 12% | 3405.6
Thermo Scientific | Atomic Absorption (iCE 3300/3400/3500) | No | 942342030001 | iCE 3300 iSQ enhancement | 3810 | 12% | 3352.8
Thermo Scientific | Atomic Absorption (iCE 3300/3400/3500) | No | 942343020001 | SOLAAR Software CD | 1630 | 10% | 1467
Thermo Scientific | Atomic Absorption (iCE 3300/3400/3500) | No | 942343030001 | SOLAARsecurity upgrade software package | 3120 | 10% | 2808
Thermo Scientific | Atomic Absorption (iCE 3300/3400/3500) | No | 942344020001 | Colour Printer c/w Parallel Cable | 1400 | 10% | 1260
Thermo Scientific | Atomic Absorption (iCE 3300/3400/3500) | No | 942345003201 | ID100 Consumable Kit | 641 | 10% | 576.9
Thermo Scientific | Atomic Absorption (iCE 3300/3400/3500) | No | 942346010001 | VP100 VAPOUR GENERATOR L | 13100 | 10% | 11790
Thermo Scientific | Atomic Absorption (iCE 3300/3400/3500) | No | 942346010011 | PARE PERISTALTIC PUMP TUBING L | 167 | 10% | 150.3
Thermo Scientific | Atomic Absorption (iCE 3300/3400/3500) | No | 942346010021 | MEMBRANE DIA 47 PTFE L | 195 | 10% | 175.5
Thermo Scientific | Atomic Absorption (iCE 3300/3400/3500) | No | 942346020001 | EC100 Electrically Heated System | 7540 | 10% | 6786
Thermo Scientific | Atomic Absorption (iCE 3300/3400/3500) | No | 942347003201 | ID100 Autodilutor | 14200 | 10% | 12780
Thermo Scientific | Atomic Absorption (iCE 3300/3400/3500) | No | 942347003961 | CETAC RINSE STATION | 607 | 10% | 546.3
Thermo Scientific | TEA /ICP-OES (iCAP 7200/7400/7600) | No | 942347003971 | CETAC Drain Pump Tubing and ConnKit | 131 | 15% | 111.35
Thermo Scientific | Atomic Absorption (iCE 3300/3400/3500) | No | 942347004002 | Cetac ASX-260 Autosampler | 11700 | 12% | 10296
Thermo Scientific | TEA /ICP-OES (iCAP 7200/7400/7600) | No | 942347004111 | CETAC 30ml Poly Tubes (500) for Rack 24 | 553 | 15% | 470.05
Thermo Scientific | TEA /ICP-OES (iCAP 7200/7400/7600) | No | 942347004131 | CETAC 14ml Poly Tubes (1000) for Rack 60 | 736 | 15% | 625.6
Thermo Scientific | TEA /ICP-OES (iCAP 7200/7400/7600) | No | 942347004141 | CETAC 8ml Poly Tubes (1000) for Rack 90 | 1000 | 15% | 850
Thermo Scientific | TEA /ICP-OES (iCAP 7200/7400/7600) | No | 942347004151 | CETAC 50ml Poly Standard Rack Tubes(500) | 863 | 15% | 733.55
Thermo Scientific | TEA /ICP-OES (iCAP 7200/7400/7600) | No | 942347004161 | CETAC 20ML POLYTUBES (500) FOR RACK 40 | 553 | 15% | 470.05
Thermo Scientific | Atomic Absorption (iCE 3300/3400/3500) | No | 942349020101 | CUV OMEGA PLATF EXT LIFE | 1730 | 10% | 1557
Thermo Scientific | Atomic Absorption (iCE 3300/3400/3500) | No | 942350020021 | EC100 Power Supply | 4420 | 10% | 3978
Thermo Scientific | Atomic Absorption (iCE 3300/3400/3500) | No | 942350023411 | iCE3400 AA Graphite Furnace Zeeman Sys. | 61600 | 10% | 55440
Thermo Scientific | Atomic Absorption (iCE 3300/3400/3500) | No | 942350023412 | iCE3400 AA Graphite Furnace Zeeman (N.A) | 60000 | 10% | 54000
Thermo Scientific | Atomic Absorption (iCE 3300/3400/3500) | No | 942350023421 | iCE3300FL & iCE3400GF Z System | 68900 | 10% | 62010
Thermo Scientific | Atomic Absorption (iCE 3300/3400/3500) | No | 942350023500 | iCE 3500 AA SPECTRO (Dual ) | 33600 | 12% | 29568
Thermo Scientific | Atomic Absorption (iCE 3300/3400/3500) | No | 942350033301 | iCE 3300 AA SPECTRO(WIDE PMT) | 27200 | 10% | 24480
Thermo Scientific | Atomic Absorption (iCE 3300/3400/3500) | No | 942350033302 | iCE 3300 AA SPECTRO(100mm Burner) | 25500 | 10% | 22950
Thermo Scientific | Atomic Absorption (iCE 3300/3400/3500) | No | 942350033311 | iCE3300GF AA with GFS33 Furnace and A/S | 44900 | 10% | 40410
Thermo Scientific | Atomic Absorption (iCE 3300/3400/3500) | No | 942350033321 | iCE3300FL & iCE3300GF System | 51000 | 10% | 45900
Thermo Scientific | Atomic Absorption (iCE 3300/3400/3500) | No | 942359020001 | GFS35 GRAPHITE FURNACE AND AUTOSAMPLER | 31900 | 10% | 28710
Thermo Scientific | Atomic Absorption (iCE 3300/3400/3500) | No | 942359020002 | GFS35 GRAPHITE FURNACE AND AUTOSAMPLER(N | 31900 | 12% | 28072
Thermo Scientific | Atomic Absorption (iCE 3300/3400/3500) | No | 942359020051 | GFS35Z GRAPHITE FURNACE (ZEEMAN) AND AUT | 37600 | 10% | 33840
Thermo Scientific | Atomic Absorption (iCE 3300/3400/3500) | No | 942359020052 | GFS35Z GRAPHITE FURNACE (ZEEMAN)AND AUTO | 37900 | 12% | 33352
Thermo Scientific | Atomic Absorption (iCE 3300/3400/3500) | No | 942359020061 | GFS35Z ZEEMAN FURNACE (Rhodium Plated) | 40500 | 10% | 36450
Thermo Scientific | Atomic Absorption (iCE 3300/3400/3500) | No | 942359030001 | GFS33 GRAPHITE FURNACE AND AUTOSAMPLER | 28300 | 10% | 25470
Thermo Scientific | Atomic Absorption (iCE 3300/3400/3500) | No | 942359030002 | GFS33 GRAPHITE FURNACE AND AUTOSAMPLER(N | 31700 | 12% | 27896
Thermo Scientific | Ion Chromatography | No | 101103010000003 | TF9 B A 115/60 T1 35M IPR SPC - Air cooled water chiller | 8920 | 8% | 8206.4
Thermo Scientific | TEA /ICP-OES (iCAP 7200/7400/7600) | No | 101123010000000 | TF9 B A 208V/60HZT1 35M IPR SPC | 9120 | 15% | 7752
Thermo Scientific | TEA /ICP-OES (iCAP 7200/7400/7600) | No | 101163010000001 | TF9 B A 230V/50HZT1 35M IPR SPC | 9120 | 15% | 7752
Thermo Scientific | TEA /ICP-OES (iCAP 7200/7400/7600) | No | 121123010000008 | Water recirculator TF25 B A 208/60 T1 IPR 35micron SPCLFTG (air-water) | 9140 | 21% | 7220.6
Thermo Scientific | TEA /ICP-OES (iCAP 7200/7400/7600) | No | 121163010000004 | Water recirculator TF25 B A 230/50 T1 IPR 35micron SPCLFTG | 8340 | 15% | 7089
Thermo Scientific | Gas Chromatography Mass Spectrometry (DFS) | No | 123123010000001 | Water recirculator TF25 B W 208/60 T1 IPR 35micron SPCLFTG (water-water) | 8600 | 5% | 8170
Thermo Scientific | TEA /ICP-OES (iCAP 7200/7400/7600) | No | 123163010000001 | Water recirculator TF25 B W 230/50 T1 IPR 35micron SPCLFTG | 8600 | 15% | 7310
Thermo Scientific | Gas Chromatography Mass Spectrometry (DFS) | No | 141123010000005 | Water Chiller TF50 B A 208/60 T1 IPR 35micron SPCL FTG (water-air) | 7777 | 5% | 7388.15
Thermo Scientific | Gas Chromatography Mass Spectrometry (DFS) | No | 143123010000000 | Water Chiller TF50 B W 208/60 T1 IPR 35micron SPCL FTG (water-water) | 7777 | 5% | 7388.15
Thermo Scientific | Ion Chromatography (ICS 5000) | No | 00109-99-00046 | Switching VALVE,2 POS,6PRT,RHEODYN MXT715-004,RoHS (Tribrid and Exploris Series) | 7910 | 12% | 6960.8
Thermo Scientific | Ion Chromatography (ICS 5000) | No | 00110-03-00043 | 0.1 μL Valve Pod | 2800 | 12% | 2464
Thermo Scientific | LCMS (Orbitrap, Ion Trap, Triple Quad) | No | 00301-19016 | Syringe for Chemyx Fusion 100 - for HPLC | 285 | 12% | 250.8
Thermo Scientific | Ion Chromatography (Integrion) | No | 03-FIRV | 300 μL snap cap fixed insert vial, clear with Write-on patch (set of 500) | 401.1 | 10% | 360.99
Thermo Scientific | TEA /ICP-OES (iCAP 7200/7400/7600) | No | 064559W2Y | PROD,AMMS300,2MM,W/2YR WARRANTY | 0.01 | 100% | 0
Thermo Scientific | Ion Chromatography (Integrion) | No | 072052W2Y | PROD,ACES,SUPPR,CAP,ANION,W/2YR WARRANTY | 2800 | 10% | 2520
Thermo Scientific | ICP-MS (Element 2 and Element XR) | No | 0730000E | 1-day factory acceptance test ELEMENT2/XR (Max. 3 participants) | 5530 | 5% | 5253.5
Thermo Scientific | ICP-MS (Element 2 and Element XR) | No | 0730050E | 5-day operator training course ELEMENT2/XR | 5600 | 5% | 5320
Thermo Scientific | TEA/ICP-MS (iCAP RQ) | No | 0731085R | 1-day factory acceptance test | 0.01 | 100% | 0
Thermo Scientific | TEA/ICP-MS (iCAP RQ) | No | 0731090R | On-site Special Specifications | 0.01 | 100% | 0
Thermo Scientific | ICP-MS (Element 2 and Element XR) | No | 0731130E | 3-day on-site training ELEMENT2/XR - US, ASIA, ROW | 27600 | 5% | 26220
Thermo Scientific | Gas Chromatography Mass Spectrometry (DFS) | No | 0731140M | 4-Day DFS On-Site Training - US, ASIA, ROW | 31700 | 5% | 30115
Thermo Scientific | Gas Chromatography Mass Spectrometry (DFS) | No | 0731150M | 5-Day DFS On-Site Training - US, ASIA, ROW | 28700 | 5% | 27265
Thermo Scientific | Ion Chromatography (Integrion) | No | 084714W5Y | PROD,ACRS-ICE500,4MM,W/5YR WARRANTY | 2770 | 10% | 2493
Thermo Scientific | Ion Chromatography (Integrion) | No | 084715W5Y | PROD,ACRS-ICE500,9MM,W/5YR WARRANTY | 2770 | 10% | 2493
Thermo Scientific | Ion Chromatography (Integrion) | No | 085028W2Y | PROD,AERS500C,2MM,W/2YR WARRANTY | 3050 | 10% | 2745
Thermo Scientific | Ion Chromatography (Integrion) | No | 085029W2Y | PROD,AERS500C,4MM,W/2YR WARRANTY | 3050 | 10% | 2745
Thermo Scientific | Ion Chromatography (Integrion) | No | 085090W5Y | PROD,ACRS500,4MM,W/5YR WARRANTY | 3010 | 10% | 2709
Thermo Scientific | Ion Chromatography (Integrion) | No | 085091W5Y | PROD,ACRS500,2MM,W/5YR WARRANTY | 3010 | 10% | 2709
Thermo Scientific | Ion Chromatography | No | 088666CMD | Dionex ADRS 600 (4 mm), Consumables Monitoring Disabled | 1520 | 8% | 1398.4
Thermo Scientific | Ion Chromatography | No | 088667CMD | Dionex ADRS 600 (2 mm), Consumables Monitoring Disabled | 1520 | 8% | 1398.4
Thermo Scientific | Ion Chromatography | No | 104-60001 | PROD,COL,CR-CTC III,TRACKING ENABLED | 1730 | 8% | 1591.6
Thermo Scientific | Ion Chromatography (Integrion) | No | 10-HSV | 10 mL Screw Top Headspace Vial, Clear (set of 125) | 57.88 | 10% | 52.09
Thermo Scientific | Gas Chromatography Mass Spectrometry (ISQ--Single Quad) | No | 119266-9022 | UPGR DATA SYSTEM to 22" WIDE SCREEN | 872 | 12% | 767.36
Thermo Scientific | GC Autosamplers | No | 11-PSN(B)-ST101 | 11 mm PE Snap Cap pre-fitted with a blue silicone/PTFE Seal - Blue (set of 500) | 266.01 | 10% | 239.4
Thermo Scientific | Gas Chromatography Mass Spectrometry (EVO or Duo Triple Quad) | No | 120256-UPGR | DRY PUMP KIT nXDS6i 100/240V WORLD MOTOR | 7000 | 12% | 6160
Thermo Scientific | GC Autosamplers | No | 18-MSC-ST201 | 18 mm Screw Cap, Magnetic, 3mm Silicone/PTFE Liner (set of 125) | 141.35 | 10% | 127.21
Thermo Scientific | Gas Chromatography Mass Spectrometry (EVO or Duo Triple Quad) | No | 1R119266-0007 | Dell OptiPlex XE2 i7 RAM 8GB HD 1TB | 3560 | 12% | 3132.8
Thermo Scientific | Gas Chromatography Mass Spectrometry (ISQ--Single Quad) | No | 1R119268-0005 | Extended Cap Turbo Factory Upgrade Only | 17900 | 12% | 15752
Thermo Scientific | Gas Chromatography Mass Spectrometry (ISQ--Single Quad) | No | 1R119300-0500 | DSP Controller, ISQ/TSQ8000 DIP Kit | 19600 | 12% | 17248
Thermo Scientific | Gas Chromatography Mass Spectrometry (ISQ--Single Quad) | No | 1R119300-0600 | DSP Controller, ISQ/TSQ8000 DEP Kit | 16800 | 12% | 14784
Thermo Scientific | Gas Chromatography Mass Spectrometry (ISQ--Single Quad) | No | 1R119300-0800 | DSP Controller, ISQ/TSQ8000 DIP/DEP Kit | 18800 | 12% | 16544
Thermo Scientific | Gas Chromatography Mass Spectrometry (EVO or Duo Triple Quad) | No | 1R120383-2014 | NIST 2014 MS Library with RI & MS/MS | 7390 | 12% | 6503.2
Thermo Scientific | Gas Chromatography Mass Spectrometry (EVO or Duo Triple Quad) | No | 1R120383-UPGR | NIST 2014 MS LIBRARY UPGRADE | 2390 | 12% | 2103.2
Thermo Scientific | Gas Chromatography Mass Spectrometry (EVO or Duo Triple Quad) | No | 1R120385-2014 | NIST 2014 MS/MS DATABASE | 781 | 12% | 687.28
Thermo Scientific | Gas Chromatography Mass Spectrometry (EVO or Duo Triple Quad) | No | 1R120400-0080 | GC-Orbitrap Accurate Mass Metabolomics Library - for HRAM GC-Orbitrap ONLY, not compatible with ISQ & TSQ | 9330 | 12% | 8210.4
Thermo Scientific | Gas Chromatography Mass Spectrometry (EVO or Duo Triple Quad) | No | 1R120403-2020 | NIST 2020 MS Library with RI & MS/MS | 5130 | 12% | 4514.4
Thermo Scientific | Gas Chromatography Mass Spectrometry (EVO or Duo Triple Quad) | No | 1R120403-UPGR | NIST 2020 MS Library Upgrade from Earlier Version | 3220 | 12% | 2833.6
Thermo Scientific | Gas Chromatography Mass Spectrometry (EVO or Duo Triple Quad) | No | 1R120404-1940 | Dual Filament Assy ISQ Series TSQ Series | 553 | 12% | 486.64
Thermo Scientific | Gas Chromatography Mass Spectrometry (EVO or Duo Triple Quad) | No | 1R120404-2020 | NIST 2020 Retention Index Database - includes Kovats RI values - included with 1R120403-2020 | 885 | 12% | 778.8
Thermo Scientific | Gas Chromatography Mass Spectrometry (ISQ--Single Quad) | No | 1R120404-4100 | EI ION SOURCE ASSY (LOW ACTIVITY) | 4530 | 12% | 3986.4
Thermo Scientific | Gas Chromatography Mass Spectrometry (ISQ--Single Quad) | No | 1R120404-4500 | CI CARTRIDGE SOURCE (LOW ACTIVITY) - ISQ | 3770 | 12% | 3317.6
Thermo Scientific | Gas Chromatography Mass Spectrometry (ISQ--Single Quad) | No | 1R120439-0030 | Convectron Gauge Kit ISQ QD/ISQ QD 300 | 1370 | 12% | 1205.6
Thermo Scientific | Gas Chromatography Mass Spectrometry (ISQ--Single Quad) | No | 1R120439-0040 | OPTION CI ISQ | 15000 | 12% | 13200
Thermo Scientific | Gas Chromatography Mass Spectrometry (ISQ--Single Quad) | No | 1R120439-0042 | CI Field Upgrade Kit for ISQ LT no labor | 17900 | 12% | 15752
Thermo Scientific | Gas Chromatography Mass Spectrometry (ISQ--Single Quad) | No | 1R120439-0050 | DIP OPTION | 5700 | 12% | 5016
Thermo Scientific | Gas Chromatography Mass Spectrometry (ISQ--Single Quad) | No | 1R120439-0060 | DEP OPTION | 3870 | 12% | 3405.6
Thermo Scientific | Gas Chromatography Mass Spectrometry (ISQ--Single Quad) | No | 1R120468-CONSUM | CONSUMABLES KIT - ISQ | 4340 | 12% | 3819.2
Thermo Scientific | Gas Chromatography Mass Spectrometry (ISQ--Single Quad) | No | 1R120479-0030 | Timed Acquisition, T-SIM, Software | 6810 | 12% | 5992.8
Thermo Scientific | Gas Chromatography Mass Spectrometry (ISQ--Single Quad) | No | 1R120479-0040 | AutoSim & Timed Acquisition Software | 9840 | 12% | 8659.2
Thermo Scientific | Gas Chromatography Mass Spectrometry (ISQ--Single Quad) | No | 1R120479-0050 | Timed Acquisition License for TSQ DUO | 12800 | 12% | 11264
Thermo Scientific | Gas Chromatography Mass Spectrometry (EVO or Duo Triple Quad) | No | 1R120504-0001 | CI FIELD UPGRADE KIT, TSQ8000 | 25200 | 12% | 22176
Thermo Scientific | Gas Chromatography Mass Spectrometry (EVO or Duo Triple Quad) | No | 1R120504-0040 | CI Option for TSQ 8000 Evo factory only | 16300 | 12% | 14344
Thermo Scientific | Gas Chromatography Mass Spectrometry (EVO or Duo Triple Quad) | No | 1R120560-0020 | OPTION ION GAUGE ISQ/TSQ8000 | 3840 | 12% | 3379.2
Thermo Scientific | Gas Chromatography Mass Spectrometry (ISQ--Single Quad) | No | 1R120577-0001 | UHP Helium & N2 GPK Gas Purification Kit | 2420 | 12% | 2129.6
Thermo Scientific | LCMS MSQ | No | 1R120590-6204 | Calibration Solution Kit | 398 | 20% | 318.4
Thermo Scientific | LCMS MSQ | No | 1R120590-6209 | Certified Calibration Solution Kit | 514 | 20% | 411.2
Thermo Scientific | GC Autosamplers | No | 1R120630-6030 | TriPlus 500 Riser for Orbitrap Exploris GC Series | 2690 | 10% | 2421
Thermo Scientific | Gas Chromatography Mass Spectrometry (EVO or Duo Triple Quad) | No | 1R120705-0036 | Direct Insertion Probe and Direct Exposure Probe adaptor kit for Orbitrap GC/MS systems. This item must be ordered for use of any DIP or DEP probe with an Orbitrap GC/MS system. | 621 | 12% | 546.48
Thermo Scientific | Gas Chromatography Mass Spectrometry (Exactive GC and Q Exactive GC) | No | 1R120705-0039 | Powervar Power Conditioner for Orbitrap GC/MS Systems | 6520 | 12% | 5737.6
Thermo Scientific | Gas Chromatography Mass Spectrometry (EVO or Duo Triple Quad) | No | 1R120705-0043 | 120,000 resolution upgrade for Exactive GC Orbitrap mass spectrometer | 39500 | 12% | 34760
Thermo Scientific | Gas Chromatography Mass Spectrometry (EVO or Duo Triple Quad) | No | 1R120705-0044 | Full upgrade from Exactive GC to Q Exactive GC, including HCD and 120,000 resolution upgrades. Field upgrade only. | 297200 | 12% | 261536
Thermo Scientific | LCMS MSQ | No | 1R76402-6400 | Chemyx Fusion 100T2 Syringe pump – for HPLC | 4060 | 20% | 3248
Thermo Scientific | Gas Chromatography Mass Spectrometry (ISQ--Single Quad) | No | 1R76528-1103 | TraceFinder DMO MS Office 2013 Pro 32/64 | 1910 | 12% | 1680.8
Thermo Scientific | Gas Chromatography Mass Spectrometry (EVO or Duo Triple Quad) | No | 1R76715-0031 | MassWorks Software | 32400 | 12% | 28512
Thermo Scientific | GC Autosamplers | No | 1R77010-0100 | TRIPLUS RSH BASE LIQUID CONFIG | 23800 | 12% | 20944
Thermo Scientific | GC Autosamplers | No | 1R77010-0200 | TRIPLUS RSH BASE HS CONFIG | 30700 | 12% | 27016
Thermo Scientific | GC Autosamplers | No | 1R77010-0300 | TRIPLUS RSH BASE LIQUID + HS CONFIG | 37100 | 12% | 32648
Thermo Scientific | GC Autosamplers | No | 1R77010-0400 | TRIPLUS RSH BASE LIQUID CONFIG EXT | 27400 | 12% | 24112
Thermo Scientific | GC Autosamplers | No | 1R77010-0500 | TRIPLUS RSH BASE HS CONFIG EXT | 34700 | 12% | 30536
Thermo Scientific | GC Autosamplers | No | 1R77010-0600 | TRIPLUS RSH BASE LIQUID + HS CONFIG EXT | 42300 | 12% | 37224
Thermo Scientific | GC Autosamplers | No | 1R77010-0700 | TriPlus 100LS Base Liquid 1ul-100ul | 20500 | 12% | 18040
Thermo Scientific | GC Autosamplers | No | 1R77010-0700B | TriPlus 100LS Base Liquid configuration. Includes 2 x 10 uL syringes, a standard washing station with 5 x 10 mL vials and a single tray holder with 3 trays for 54 vials/tray for a total capacity of 162 vials of 2 mL. Includes TRACE 1300 Series GC mounting kit. Note: NO vials, caps and seals are included. Not upgradeable to Headspace or SPME configurations. | 20700 | 10% | 18630
Thermo Scientific | GC Autosamplers | No | 1R77010-1001 | RSH TRACE ULTRA MOUNTING KIT | 807 | 10% | 726.3
Thermo Scientific | GC Autosamplers | No | 1R77010-1005 | RSH TRACE 1300/1310 MOUNTING KIT | 807 | 12% | 710.16
Thermo Scientific | GC Autosamplers | No | 1R77010-1006 | RSH TRACE 1300/1310 INJECTOR ADAPTER KIT | 93.5 | 10% | 84.15
Thermo Scientific | GC Autosamplers | No | 1R77010-1007 | RSH LIQUID TOOL: D7 57 MM | 1330 | 10% | 1197
Thermo Scientific | GC Autosamplers | No | 1R77010-1008 | RSH LIQUID TOOL: D7 85 MM | 1370 | 10% | 1233
Thermo Scientific | GC Autosamplers | No | 1R77010-1009 | RSH LIQUID TOOL: D8 57 MM | 1330 | 10% | 1197
Thermo Scientific | GC Autosamplers | No | 1R77010-1010 | RSH LIQUID TOOL: D8 85 MM | 1370 | 10% | 1233
Thermo Scientific | GC Autosamplers | No | 1R77010-1011 | RSH LIQUID TOOL: D18 57 MM | 2030 | 10% | 1827
Thermo Scientific | GC Autosamplers | No | 1R77010-1012 | RSH HS TOOL: 1000 UL | 4490 | 10% | 4041
Thermo Scientific | GC Autosamplers | No | 1R77010-1013 | RSH HS TOOL: 2500 UL | 4490 | 10% | 4041
Thermo Scientific | GC Autosamplers | No | 1R77010-1014 | RSH HS TOOL: 5000 UL | 4490 | 10% | 4041
Thermo Scientific | GC Autosamplers | No | 1R77010-1019 | RSH AUTOMATIC TOOL CHANGE STATION | 5340 | 10% | 4806
Thermo Scientific | GC Autosamplers | No | 1R77010-1020 | RSH TOOL RELEASING STATION | 672 | 10% | 604.8
Thermo Scientific | GC Autosamplers | No | 1R77010-1021 | RSH STANDARD TRAYHOLDER | 2130 | 10% | 1917
Thermo Scientific | GC Autosamplers | No | 1R77010-1022 | RSH VT15 15-VIAL TRAY: 10/20 ML | 199 | 12% | 175.12
Thermo Scientific | Ion Chromatography (ICS 5000) | No | 1R77010-1023 | RSH VT54 54-VIAL TRAY: 2 ML | 214 | 12% | 188.32
Thermo Scientific | Ion Chromatography (ICS 5000) | No | 1R77010-1024 | RSH VT70 70-VIAL TRAY: 1 ML | 203 | 12% | 178.64
Thermo Scientific | Ion Chromatography (ICS 5000) | No | 1R77010-1025 | RSH R60 60-VIAL AL TRAY: 10/20 ML | 1500 | 12% | 1320
Thermo Scientific | GC Autosamplers | No | 1R77010-1026 | RSH LIQ-COOLED TRAYHOLDER KIT | 4840 | 10% | 4356
Thermo Scientific | Ion Chromatography (ICS 5000) | No | 1R77010-1027 | RSH LIQ-COOLED 32-VIAL AL TRAY: 10/20 ML | 1860 | 12% | 1636.8
Thermo Scientific | GC Autosamplers | No | 1R77010-1028 | RSH TEM P-CTRL DRAWER, SINGLE | 10400 | 10% | 9360
Thermo Scientific | GC Autosamplers | No | 1R77010-1029 | RSH STD WASH STATION: 5X10 ML VIALS | 1640 | 10% | 1476
Thermo Scientific | GC Autosamplers | No | 1R77010-1030 | RSH LG WASH STATION: 2X100 ML VIALS | 1380 | 10% | 1242
Thermo Scientific | GC Autosamplers | No | 1R77010-1031 | RSH SOLVENT STATION: 3X100 ML VIALS | 1380 | 10% | 1242
Thermo Scientific | GC Autosamplers | No | 1R77010-1032 | RSH AGITATOR/INCUBATOR | 4870 | 10% | 4383
Thermo Scientific | GC Autosamplers | No | 1R77010-1033 | RSH VORTEXER | 6320 | 10% | 5688
Thermo Scientific | GC Autosamplers | No | 1R77010-1034 | RSH 1D BARCODE READER | 5320 | 10% | 4788
Thermo Scientific | GC Autosamplers | No | 1R77010-1035 | RSH SPME FIBER COND STATION | 6640 | 10% | 5976
Thermo Scientific | GC Autosamplers | No | 1R77010-1036 | SH MULTIPLE HS EXTRACTION MODULE | 3070 | 10% | 2763
Thermo Scientific | GC Autosamplers | No | 1R77010-1037 | RSH ACTUATOR FOR TRACE ULTRA OCI | 1540 | 10% | 1386
Thermo Scientific | GC Autosamplers | No | 1R77010-1038 | RSH HAND-HELD TERMINAL | 3690 | 10% | 3321
Thermo Scientific | GC Autosamplers | No | 1R77010-1059 | RSH STD Wash Station Waste Adapter | 329 | 10% | 296.1
Thermo Scientific | GC Autosamplers | No | 1R77010-1060 | 100ml Wash Vial with Cap and Seal | 129 | 10% | 116.1
Thermo Scientific | GC Autosamplers | No | 1R77010-1061 | Caps-seals kit for 10/100ml Wash Vials | 64.9 | 10% | 58.41
Thermo Scientific | GC Autosamplers | No | 1R77010-1062 | 10ml Wash Vial kit with Caps and Seals | 104 | 10% | 93.6
Thermo Scientific | GC Autosamplers | No | 1R77010-1066 | RSH TRACE 1300/1310 MOUNTING LEG | 405 | 10% | 364.5
Thermo Scientific | GC Autosamplers | No | 1R77010-1067 | Set of six adapters for the Agitator. These adapters are needed to place 2ml vials inside the agitator. | 1500 | 10% | 1350
Thermo Scientific | GC Autosamplers | No | 1R77010-1068 | Set of six adapters for the Agitator. These adapters are needed to place 10ml vials inside the agitator. | 732 | 10% | 658.8
Thermo Scientific | GC Autosamplers | No | 1R77010-1069 | Adapter for Standard Wash Station. This adapter is needed to place 2ml vial inside the standard wash station. | 682 | 10% | 613.8
Thermo Scientific | GC Autosamplers | No | 1R77010-1070 | Foil Cutter to pierce alumina or plastic foils prior to the needle penetration into Microtiter or Deep Well plates | 455 | 10% | 409.5
Thermo Scientific | GC Autosamplers | No | 1R77010-1098 | FAST WASHING MODULE FOR TWO SOLVENTS | 7730 | 10% | 6957
Thermo Scientific | GC Autosamplers | No | 1R77010-1100 | RSH SPME SYRINGE FIBER TOOL | 9950 | 10% | 8955
Thermo Scientific | GC Autosamplers | No | 1R77010-1102 | MOUNTING KIT FOR AGILENT 6850 GC | 885 | 10% | 796.5
Thermo Scientific | GC Autosamplers | No | 1R77010-1103 | D-MOUNTING KIT FOR AGILENT 6890/7890 GC | 885 | 10% | 796.5
Thermo Scientific | GC Autosamplers | No | 1R77010-1109 | MOUNTING KIT FOR SHIMADZU 2010 GC | 885 | 10% | 796.5
Thermo Scientific | GC Autosamplers | No | 1R77010-1112 | TriPlus 100LS Universal Trayplate | 1220 | 10% | 1098
Thermo Scientific | GC Autosamplers | No | 1R77010-1120 | RSH 98-VIAL ALUMINIUM TRAY: 2 ML | 2260 | 10% | 2034
Thermo Scientific | GC Autosamplers | No | 1R77010-1121 | RSH Needle Guide Spare Kit. Allows opening of the temp. controlled drawer. | 333 | 10% | 299.7
Thermo Scientific | GC Autosamplers | No | 1R77010-1125 | RSH ITEX TOOL | 8570 | 10% | 7713
Thermo Scientific | GC Autosamplers | No | 1R77010-1126 | RSH ITEX TRAP TENAX TA 80/100 MESH | 812 | 10% | 730.8
Thermo Scientific | GC Autosamplers | No | 1R77010-1127 | ITEX Syringe 1.3 mL | 823 | 10% | 740.7
Thermo Scientific | GC Autosamplers | No | 1R77010-1130 | RSH MULTI SOLVENT DILUTOR OPTION | 9580 | 10% | 8622
Thermo Scientific | GC Autosamplers | No | 1R77010-1131 | RSH SINGLE SOLVENT DILUTOR OPTION | 7990 | 10% | 7191
Thermo Scientific | GC Autosamplers | No | 1R77010-1135 | RSH DILUTOR SYRINGE 100 uL PTFE Pl. ZDV | 736 | 10% | 662.4
Thermo Scientific | GC Autosamplers | No | 1R77010-1136 | RSH DILUTOR SYRINGE 1000 uL | 736 | 10% | 662.4
Thermo Scientific | GC Autosamplers | No | 1R77010-1137 | RSH DILUTOR SYRINGE 5000 uL | 736 | 10% | 662.4
Thermo Scientific | GC Autosamplers | No | 1R77010-1138 | RSH DILUTOR SYRINGE 10000 uL | 736 | 10% | 662.4
Thermo Scientific | GC Autosamplers | No | 1R77010-1141 | RSH 667 MM MOUNTING LEG | 374 | 10% | 336.6
Thermo Scientific | GC Autosamplers | No | 1R77010-1142 | Single mounting Leg for Extended TriPlus RSH installed on QEGC. This leg (height 726 mm) is reccommended in order to balance the excess of weight that occur when an extended TriPlus RSH rail, fully loaded with accessories, is installed on a TRACE 1300 Series as front end of a QEGC | 398 | 12% | 350.24
Thermo Scientific | GC Autosamplers | No | 1R77010-1143 | RSH ITEX Trap Carb S3 - 60/80 | 1040 | 10% | 936
Thermo Scientific | GC Autosamplers | No | 1R77010-1144 | RSH ITEX Trap Carb1000 - 60/80 | 1040 | 10% | 936
Thermo Scientific | GC Autosamplers | No | 1R77010-1145 | RSH ITEX Trap Carb C - 80/100 | 1040 | 10% | 936
Thermo Scientific | GC Autosamplers | No | 1R77010-1146 | RSH ITEX Trap Mix1 TxTA : Carb1000 | 1040 | 10% | 936
Thermo Scientific | GC Autosamplers | No | 1R77010-1147 | RSH ITEX Trap Mix2 CarbC : CarbS3 (2: 1) | 1040 | 10% | 936
Thermo Scientific | GC Autosamplers | No | 1R77010-1148 | RSH ITEX Trap Mix3 TxGR : CarbS3 (1:1) | 1040 | 10% | 936
Thermo Scientific | GC Autosamplers | No | 1R77010-1149 | RSH ITEX Trap Tenax GR - 80/100 | 1040 | 10% | 936
Thermo Scientific | GC Autosamplers | No | 1R77010-1153 | RSH SPME/SPME Arrow Fiber Conditioning Station. Recommended when ordering SPME/SPME Arrow tool kit. | 7150 | 10% | 6435
Thermo Scientific | GC Autosamplers | No | 1R77010-1154 | Adapter kit. Used to make the SPME Arrow compatible with the TRACE 13XX GC Split/Splitless injector. Required to use the same SPME Arrow on an additional split/splitless injector. | 1420 | 10% | 1278
Thermo Scientific | GC Autosamplers | No | 1R77010-1156 | RSH Incubator/Agitator + Heatex Stirrer kit for SPME. It includes the Incubator/Agitator oven p/n 1R77010-1032 and the RSH Heatex Stirrer p/n 1R77010-1157 | 11600 | 10% | 10440
Thermo Scientific | GC Autosamplers | No | 1R77010-1157 | RSH Heatex Stirrer for intensive stirring of SPME fiber of 1x 20mL | 5880 | 10% | 5292
Thermo Scientific | GC Autosamplers | No | 1R77010-1158 | Adapter to insert one 10 mL vial in the SPME Heatex Stirrer | 112 | 10% | 100.8
Thermo Scientific | GC Autosamplers | No | 1R77010-1159 | RSH SPME Arrow tool kit for TRACE 1300 Series GC, including one SPME Arrow tool, one SPME Arrow holder, two SPME Arrow liners and one SPME Arrow adapter kit for TRACE 1300 Series Split/Splitless injector, one SMART SPME Arrow fiber kit. | 9030 | 10% | 8127
Thermo Scientific | GC Autosamplers | No | 1R77010-1160 | µSPE QuEChERS extract clean-up turnkey application kit for TriPlus RSH; includes hardware for µSPE handling, script, standard operation procedure and quick installation guide. NOTE: Consumables, vials, caps and µSPE cartridges are sold separately. Requires TriPlus RSH Firmware 2.2.0 or higher | 18000 | 10% | 16200
Thermo Scientific | GC Autosamplers | No | 1R77010-1162 | µSPE Tray Cover. Fits the TriPlus RSH VT54 vial tray for 2 mL vials | 1250 | 10% | 1125
Thermo Scientific | GC Autosamplers | No | 1R77010-1163 | µSPE Cartridge Tray for TriPlus RSH; holds 54 µSPE cartridges. Also used for cartridge conditioning | 1130 | 10% | 1017
Thermo Scientific | GC Autosamplers | No | 1R77010-1178 | µSPE Waste Receptacle for TriPlus RSH. Fits the Cartridge Tray and collect solvent from conditioning | 1520 | 10% | 1368
Thermo Scientific | GC Autosamplers | No | 1R77010-1179 | Waste Tube for TriPlus RSH Fast Wash Station and µSPE Waste Receptacle; 2 m long | 121 | 10% | 108.9
Thermo Scientific | GC Autosamplers | No | 1R77010-1181 | Mounting Kit for Shimadzu 2030 GC | 1720 | 10% | 1548
Thermo Scientific | GC Autosamplers | No | 1R77010-1182 | Three-seat plastic holder for TriPlus RSH. Optional replacement of the standard metal holder for Large Wash Station or Solvent Station. Made in High Density Poly Ethylene (HDPE), it is suggested for workflows using aggressive media like BF3, Acids and Bases. | 416 | 10% | 374.4
Thermo Scientific | GC Autosamplers | No | 1R77010-1183 | TriPlus RSH Flow Cell module - for on line sampling of gas or liquid flows. Includes one SS cell holder, one cell and 5 inlet septa. Up to six flow cell can be installed (optional). | 2460 | 10% | 2214
Thermo Scientific | GC Autosamplers | No | 1R77010-1184 | Flow Cell for TriPlus RSH, 1 pc | 1860 | 10% | 1674
Thermo Scientific | GC Autosamplers | No | 1R77010-1187 | Mounting Kit for Agilent GC 6890/7890/8860/8890 (mounting on top) | 1220 | 10% | 1098
Thermo Scientific | GC Autosamplers | No | 1R77010-1188 | Mounting Kit for Agilent GC 6890/7890/8860/8890 (side mounting, recommended if more room is needed around the injector) | 1220 | 10% | 1098
Thermo Scientific | GC Autosamplers | No | 1R77010-1189 | Mounting Kit for Agilent Intuvo 9000 GC | 2640 | 10% | 2376
Thermo Scientific | GC Autosamplers | No | 1R77010-1192 | Single mounting Leg for Extended TriPlus RSH installed on an Exploris GC. | 470 | 10% | 423
Thermo Scientific | GC Autosamplers | No | 1R77010-1193 | Centrifuge Combi - for the centrifugation of 2x 10mLvials, 2x 20mL vials or up to 4x 2mL vials. Maximum speed of 4800 rpm (2000 x g RCF) | 25600 | 10% | 23040
Thermo Scientific | GC Autosamplers | No | 1R77010-1195 | Headspace upgrade Kit for TriPlus RSH SMART liquid configuration. Includes one Headspace tool, two High Temperature 2.5 mL Gas Tight SMART syringes, one tray holder, one vial tray R60, one Incubator/Agitator. | 14400 | 10% | 12960
Thermo Scientific | GC Autosamplers | No | 1R77010-1200 | Software to customize TriPlus RSH methods | 4120 | 10% | 3708
Thermo Scientific | GC Autosamplers | No | 1R77010-2001 | TriPlus RSH SMART Standard for Liquid injection, regular rail length. Upgradable with other sample injection techniques, it allows to manually remove the injection tool from the Z-head for replacement - Includes TRACE 1300 Series GC mounting kit. Not compatible with Automatic Tool Change or Tool Releasing Station options. . Note: NO vials, caps and seals are included. | 25400 | 10% | 22860
Thermo Scientific | GC Autosamplers | No | 1R77010-2002 | TriPlus RSH SMART Standard for Liquid and Headspace injection, regular rail length. Upgradable with other sample injection techniques, it allows to manually remove the injection tool from the Z-head for replacement - Includes TRACE 1300 Series GC mounting kit. Not compatible with Automatic Tool Change or Tool Releasing Station options. Note: NO vials, caps and seals are included. | 37600 | 10% | 33840
Thermo Scientific | GC Autosamplers | No | 1R77010-2003 | TriPlus RSH SMART Advanced for Liquid injection, regular rail length. Upgradable with other sample injection techniques - Includes TRACE 1300 Series GC mounting kit. Requires selection of at least one ATC or Tool Releasing Station - Note: NO vials, caps and seals are included. | 27100 | 10% | 24390
Thermo Scientific | GC Autosamplers | No | 1R77010-2004 | TriPlus RSH SMART Advanced for Liquid injection, extended rail length. Upgradable with other sample injection techniques - Includes TRACE 1300 Series GC mounting kit. Requires selection of at least one ATC or Tool Releasing Station - Note: NO vials, caps and seals are included. | 31000 | 10% | 27900
Thermo Scientific | GC Autosamplers | No | 1R77011-0115 | Breath Biopsy Station - 115V | 58600 | 10% | 52740
Thermo Scientific | GC Autosamplers | No | 1R77011-0230 | Breath Biopsy Station - 230 V | 58600 | 10% | 52740
Thermo Scientific | GC Autosamplers | No | 1R77120-0150 | Parker Balston H2 Generator H2PD-150NA | 13000 | 10% | 11700
Thermo Scientific | GC Autosamplers | No | 1R77120-0500 | Parker H2PEMPD-510-100 H2 Generator, WW | 20600 | 10% | 18540
Thermo Scientific | GC Autosamplers | No | 1R77200-0100 | DBS H2 Generator NM-H2-100 | 14100 | 10% | 12690
Thermo Scientific | GC Autosamplers | No | 1R77200-0160 | DBS H2 Generator NM-H2-160 | 16500 | 10% | 14850
Thermo Scientific | GC Autosamplers | No | 1R77200-0250 | DBS H2 Generator NM-H2-250 | 16900 | 10% | 15210
Thermo Scientific | GC Autosamplers | No | 1R77200-0300 | DBS H2 Generator NM-H2-300 | 17100 | 10% | 15390
Thermo Scientific | GC Autosamplers | No | 1R77200-1000 | DBS H2 Generator NM-H2-1000 | 29700 | 10% | 26730
Thermo Scientific | LCMS MSQ | No | 1R77606-4120 | Generator, Nitrogen, GENIUS XE35, 120V, 35L/MIN, RoHS | 29400 | 20% | 23520
Thermo Scientific | Ion Chromatography (ICS 5000) | No | 1R96000-98011 | POWER CORD JAPANESE 125V 15A 2.5M C19 | 91.7 | 12% | 80.69
Thermo Scientific | Ion Chromatography (ICS 5000) | No | 1R96000-98021 | POWER CORD SWISS 250V 10A 2.5M C19 | 90.5 | 12% | 79.64
Thermo Scientific | Ion Chromatography (ICS 5000) | No | 1R96000-98041 | POWER CORD CHINA 250V 16A 2.5M C19 | 87.8 | 12% | 77.26
Thermo Scientific | Ion Chromatography (ICS 5000) | No | 1R96000-98051 | POWER CORD EURO-SCHUKO 250V 16A 2.5M C19 | 68.3 | 12% | 60.1
Thermo Scientific | Ion Chromatography (ICS 5000) | No | 1R96000-98061 | POWER CORD UK 250V 15A 2.5M C19 | 73 | 12% | 64.24
Thermo Scientific | Ion Chromatography (ICS 5000) | No | 1R96000-98071 | POWER CORD N. AMERICA 125V 20A 2.5M C19 | 83.8 | 12% | 73.74
Thermo Scientific | Ion Chromatography (ICS 5000) | No | 1R96000-98081 | POWER CORD N. AMERICA 250V 20A 2.5M C19 | 159 | 12% | 139.92
Thermo Scientific | Ion Chromatography (ICS 5000) | No | 1R96000-98091 | POWER CORD DANISH 250V 16A 2.5M C19 | 107 | 12% | 94.16
Thermo Scientific | Ion Chromatography (ICS 5000) | No | 1R96000-98101 | POWER CORD ITALIAN 250V 16A 2.5M C19 | 111 | 12% | 97.68
Thermo Scientific | Ion Chromatography (ICS 5000) | No | 1R96000-98111 | POWER CORD ISRAELI 250V 16A 2.5M C19 | 138 | 12% | 121.44
Thermo Scientific | Ion Chromatography (ICS 5000) | No | 1R96000-98121 | POWER CORD INDIAN 250V 16A 2.5M C19 | 102 | 12% | 89.76
Thermo Scientific | Ion Chromatography (Integrion) | No | 20-HSV | 20 mL Screw Top Headspace Vial, Clear (set of 125) | 81.25 | 10% | 73.12
Thermo Scientific | Ion Chromatography (Integrion) | No | 22000-60001 | ASSY,IC UNIV QUAL TEST BOX II | 332 | 10% | 298.8
Thermo Scientific | Sample Prep (Autotrace and ASE 150/350) | No | 22136-60101 | PROD, AT280 PFAS, CARTRIDGE | 65100 | 10% | 58590
Thermo Scientific | Ion Chromatography (Integrion) | No | 22153-40107 | MAGNET SHEET,DISPLAY,INTEGRION | 32.3 | 10% | 29.07
Thermo Scientific | Ion Chromatography (Integrion) | No | 22153-60036 | PROD, DET, CD, ITGN | 2900 | 10% | 2610
Thermo Scientific | Ion Chromatography (Integrion) | No | 22153-60037 | PROD, DET, ED, ITGN | 2280 | 10% | 2052
Thermo Scientific | Ion Chromatography (Integrion) | No | 22153-60204 | PROD,INTEGRION,CD,OVEN,DEGAS | 38200 | 12% | 33616
Thermo Scientific | Ion Chromatography (Integrion) | No | 22153-60224 | PROD,INTEGRION,CD,OVEN,NW | 38200 | 12% | 33616
Thermo Scientific | Ion Chromatography (Integrion) | No | 22153-60301 | PROD,INTEGRION, BASE | 29200 | 10% | 26280
Thermo Scientific | Ion Chromatography (Integrion) | No | 22153-60302 | PROD,INTEGRION,DEGAS,OVEN | 35400 | 10% | 31860
Thermo Scientific | Ion Chromatography (Integrion) | No | 22153-60303 | PROD,INTEGRION, RFIC, DEGAS, OVEN | 48600 | 10% | 43740
Thermo Scientific | Ion Chromatography (Integrion) | No | 22153-60304 | PROD,INTEGRION,DEGAS,OVEN,TEC | 41700 | 10% | 37530
Thermo Scientific | Ion Chromatography (Integrion) | No | 22153-60305 | PROD,INTEGRION, RFIC, DEGAS, OVEN, TEC | 53500 | 10% | 48150
Thermo Scientific | Ion Chromatography (Integrion) | No | 22153-60306 | PROD,INTEGRION, RFIC, DEGAS, OVEN, NW | 48600 | 10% | 43740
Thermo Scientific | Ion Chromatography (Integrion) | No | 22153-62010 | PROD, KIT, DEGAS, INTEGRION | 2430 | 12% | 2138.4
Thermo Scientific | Ion Chromatography (Integrion) | No | 22153-62011 | PROD, KIT, SEAL WASH, INTEGRION | 1050 | 12% | 924
Thermo Scientific | Ion Chromatography (Integrion) | No | 22153-62022 | PROD, KIT, EL, 3 CHAN UPGRADE, ITGN | 13900 | 12% | 12232
Thermo Scientific | Ion Chromatography (Integrion) | No | 22153-62023 | PROD, KIT, EL, 2 CHAN ADD ON, ITGN | 2430 | 12% | 2138.4
Thermo Scientific | Ion Chromatography (Integrion) | No | 22153-62024 | PROD, KIT, EL, 1 CHAN UPGRADE, ITGN | 1630 | 12% | 1434.4
Thermo Scientific | Ion Chromatography (Integrion) | No | 22153-62025 | PROD, KIT, 10-PORT VLV, ITGN | 2430 | 12% | 2138.4
Thermo Scientific | Ion Chromatography (Integrion) | No | 22153-62027 | PROD, KIT, 6-PORT VLV, ITGN | 2430 | 12% | 2138.4
Thermo Scientific | Ion Chromatography (Integrion) | No | 22153-62028 | PROD, KIT, C DETECTOR UPGRADE, ITGN | 5650 | 12% | 4972
Thermo Scientific | Ion Chromatography (Integrion) | No | 22153-62029 | PROD, KIT, CT DETECTOR UPGRADE, ITGN | 5130 | 12% | 4514.4
Thermo Scientific | Ion Chromatography (Integrion) | No | 22153-62031 | PROD, KIT, WiFi WITHOUT TABLET, ITGN, NM | 401 | 12% | 352.88
Thermo Scientific | Ion Chromatography (Integrion) | No | 22153-62032 | PROD, KIT,COLUMN OVEN/RFID UPGRADE, ITGN | 6460 | 12% | 5684.8
Thermo Scientific | Ion Chromatography (Integrion) | No | 22153-62033 | PROD, KIT, CARBONATE MIXER BRACKET, ITGN | 163 | 12% | 143.44
Thermo Scientific | Ion Chromatography (Integrion) | No | 22153-62034 | PROD, KIT, CD, INTEGRION, ITGN | 5400 | 10% | 4860
Thermo Scientific | Ion Chromatography (Integrion) | No | 22153-62035 | PROD, KIT, ED, INTEGRION, ITGN | 4940 | 10% | 4446
Thermo Scientific | Ion Chromatography (Integrion) | No | 22153-62038 | PROD, VLV, 3-WAY, PUMP, ITGN | 733 | 10% | 659.7
Thermo Scientific | Ion Chromatography (Integrion) | No | 22153-62047 | PROD,KIT,DETECTOR BLANK OUT,ITGN | 0.01 | 100% | 0
Thermo Scientific | Ion Chromatography (ICS 5000) | No | 22153-62049 | PROD, KIT, IC-MS INSTALLATION | 1540 | 12% | 1355.2
Thermo Scientific | Ion Chromatography (Integrion) | No | 22153-62100 | KIT,TABLET,ITGN - FOR USA ONLY | 711 | 12% | 625.68
Thermo Scientific | Ion Chromatography (Aquion) | No | 22153-62200 | KIT,TABLET,GLOBAL,ITGN -GLOBAL EXCEPT US | 1240 | 10% | 1116
Thermo Scientific | Ion Chromatography (ICS 5000) | No | 22171-60002 | PROD,DC,LT,0VLV,ICS5+ | 23500 | 12% | 20680
Thermo Scientific | Ion Chromatography (Aquion) | No | 22176-60002 | ASSY, AQUION | 22000 | 10% | 19800
Thermo Scientific | Ion Chromatography (Aquion) | No | 22176-60004 | ASSY, AQUION, DG | 24000 | 10% | 21600
Thermo Scientific | Ion Chromatography (Aquion) | No | 22176-60102 | PROD, AQUION,DG,CM7-SE,WIN7-64 PC | 32200 | 10% | 28980
Thermo Scientific | Ion Chromatography (Aquion) | No | 22176-60103 | PROD, AQUION,CM7-SE | 27000 | 10% | 24300
Thermo Scientific | Ion Chromatography (Aquion) | No | 22176-60104 | PROD, AQUION,DG,CM7-SE | 29200 | 10% | 26280
Thermo Scientific | Ion Chromatography (ICS 5000) | No | 22181-60001 | PROD,SP,STD,QUAT,+DGAS,ICS6 | 35800 | 12% | 31504
Thermo Scientific | Ion Chromatography (ICS 5000) | No | 22181-60002 | ASSY,SP,STD,QUAT,+DGAS,ICS6 | 56600 | 12% | 49808
Thermo Scientific | Ion Chromatography (ICS 5000) | No | 22181-60003 | PROD,SP,STD,ISO,+DGAS,ICS6 | 27100 | 12% | 23848
Thermo Scientific | Ion Chromatography (ICS 5000) | No | 22181-60004 | ASSY,SP,STD,ISO,+DGAS,ICS6 | 42800 | 12% | 37664
Thermo Scientific | Ion Chromatography (ICS 5000) | No | 22181-60005 | PROD,SP,CAP,ISO,+DGAS,ICS6 | 29900 | 12% | 26312
Thermo Scientific | Ion Chromatography (ICS 5000) | No | 22181-60006 | ASSY,SP,CAP,ISO,+DGAS,ICS6 | 47300 | 12% | 41624
Thermo Scientific | Ion Chromatography (ICS 5000) | No | 22181-60007 | PROD,DP,STD,QUAT-QUAT,+DGAS,ICS6 | 51600 | 12% | 45408
Thermo Scientific | Ion Chromatography (ICS 5000) | No | 22181-60008 | ASSY,DP,STD,QUAT-QUAT,+DGAS,ICS6 | 75500 | 12% | 66440
Thermo Scientific | Ion Chromatography (ICS 5000) | No | 22181-60009 | PROD,DP,STD,QUAT-ISO,+DGAS,ICS6 | 45100 | 12% | 39688
Thermo Scientific | Ion Chromatography (ICS 5000) | No | 22181-60010 | ASSY,DP,STD,QUAT-ISO,+DGAS,ICS6 | 69600 | 12% | 61248
Thermo Scientific | Ion Chromatography (ICS 5000) | No | 22181-60011 | PROD,DP,STD,ISO-ISO,+DGAS,ICS6 | 42100 | 12% | 37048
Thermo Scientific | Ion Chromatography (ICS 5000) | No | 22181-60012 | ASSY,DP,STD,ISO-ISO,+DGAS,ICS6 | 65000 | 12% | 57200
Thermo Scientific | Ion Chromatography (ICS 5000) | No | 22181-60013 | PROD,DP,STD-ISO&CAP-ISO,+DGAS,ICS6 | 46200 | 12% | 40656
Thermo Scientific | Ion Chromatography (ICS 5000) | No | 22181-60014 | ASSY,DP,STD-ISO&CAP-ISO,+DGAS,ICS6 | 73000 | 12% | 64240
Thermo Scientific | Ion Chromatography (ICS 5000) | No | 22181-60015 | PROD,DP,STD-QUAT&CAP-ISO,+DGAS,ICS6 | 47100 | 12% | 41448
Thermo Scientific | Ion Chromatography (ICS 5000) | No | 22181-60016 | ASSY,DP,STD-QUAT&CAP-ISO,+DGAS,ICS6 | 69000 | 12% | 60720
Thermo Scientific | Ion Chromatography (ICS 5000) | No | 22181-60017 | PROD,DP,CAP,ISO-ISO,+DGAS,ICS6 | 47000 | 12% | 41360
Thermo Scientific | Ion Chromatography (ICS 5000) | No | 22181-60018 | ASSY,DP,CAP,ISO-ISO,+DGAS,ICS6 | 74400 | 12% | 65472
Thermo Scientific | Ion Chromatography (ICS 5000) | No | 22181-60019 | PROD,EG,DUAL,ICS6 | 14000 | 12% | 12320
Thermo Scientific | Ion Chromatography (ICS 5000) | No | 22181-60020 | ASSY,EG,DUAL,ICS6 | 19800 | 12% | 17424
Thermo Scientific | Ion Chromatography (ICS 5000) | No | 22181-60030 | ASSY,MON,DEVICE,CONSUMABLE,DC | 7590 | 12% | 6679.2
Thermo Scientific | Ion Chromatography (ICS 5000) | No | 22181-60031 | PROD,CONSUMABLE DEVICE MONITOR,DC | 5090 | 12% | 4479.2
Thermo Scientific | Ion Chromatography (ICS 5000) | No | 22181-60040 | ASSY, DC, ICS6, STD TEMP | 41100 | 12% | 36168
Thermo Scientific | Ion Chromatography (ICS 5000) | No | 22181-60041 | PROD, DC-6000 STD TEMP, 0 VALVE | 29500 | 12% | 25960
Thermo Scientific | Ion Chromatography (ICS 5000) | No | 22181-60043 | PROD, DC-6000 STD TEMP, 1 VALVE, STD-BORE | 30800 | 12% | 27104
Thermo Scientific | Ion Chromatography (ICS 5000) | No | 22181-60045 | PROD, DC-6000 STD TEMP, 2 VALVE, STD-BORE | 35400 | 12% | 31152
Thermo Scientific | Ion Chromatography (ICS 5000) | No | 22181-60047 | PROD, DC-6000 STD TEMP, 1 VALVE, MICROBORE | 30800 | 12% | 27104
Thermo Scientific | Ion Chromatography (ICS 5000) | No | 22181-60049 | PROD, DC-6000 STD TEMP, 2 VALVE, MICROBORE | 35400 | 12% | 31152
Thermo Scientific | Ion Chromatography (ICS 5000) | No | 22181-60050 | ASSY, DC, ICS6, LOW TEMP | 45800 | 12% | 40304
Thermo Scientific | Ion Chromatography (ICS 5000) | No | 22181-60051 | PROD, DC-6000 LOW TEMP, 0 VALVE | 32200 | 12% | 28336
Thermo Scientific | Ion Chromatography (ICS 5000) | No | 22181-60053 | PROD, DC-6000 LOW TEMP, 1 VALVE, STD-BORE | 34800 | 12% | 30624
Thermo Scientific | Ion Chromatography (ICS 5000) | No | 22181-60055 | PROD, DC-6000 LOW TEMP, 2 VALVE, STD-BORE | 37600 | 12% | 33088
Thermo Scientific | Ion Chromatography (ICS 5000) | No | 22181-60057 | PROD, DC-6000 LOW TEMP, 1 VALVE, MICROBORE | 33100 | 12% | 29128
Thermo Scientific | Ion Chromatography (ICS 5000) | No | 22181-60059 | PROD, DC-6000 LOW TEMP, 2 VALVE, MICROBORE | 37500 | 12% | 33000
Thermo Scientific | Ion Chromatography (ICS 5000) | No | 22181-60202 | ASSY,HP EG DEGAS,5000 PSI,CAP,VENT | 2700 | 12% | 2376
Thermo Scientific | Ion Chromatography (ICS 5000) | No | 22181-60520 | ASSY, PWR SPLY, DC LT | 6160 | 12% | 5420.8
Thermo Scientific | Ion Chromatography (ICS 5000) | No | 22181-60521 | ASSY, PWR SPLY, DC STD | 4980 | 12% | 4382.4
Thermo Scientific | Ion Chromatography (ICS 5000) | No | 22181-60951 | RFIC+ Dual EG Eluent Degasser | 8270 | 12% | 7277.6
Thermo Scientific | Ion Chromatography (ICS 5000) | No | 22181-62016 | KIT,TABLET ARM/HOLDER,ICS-6000 | 1460 | 12% | 1284.8
Thermo Scientific | Ion Chromatography (ICS 5000) | No | 22181-62017 | KIT,CABLE,CONNECTIVITY,TABLET,ICS-6000 | 452 | 12% | 397.76
Thermo Scientific | Ion Chromatography (ICS 5000) | No | 22181-62020 | KIT,TABLET,IC | 1540 | 12% | 1355.2
Thermo Scientific | Ion Chromatography (ICS 5000) | No | 22181-62022 | ANALYTIC GRAD PUMP UPGRADE, SP-DP, ICS6 | 17400 | 12% | 15312
Thermo Scientific | Ion Chromatography (ICS 5000) | No | 22181-62023 | ANALYTIC ISO PUMP UPGRADE, SP-DP, ICS6 | 13900 | 12% | 12232
Thermo Scientific | Ion Chromatography (ICS 5000) | No | 22181-62025 | CAP ISO PUMP UPGRADE, SP-DP, ICS6 | 18400 | 12% | 16192
Thermo Scientific | Ion Chromatography (ICS 5000) | No | 22181-62038 | Dionex RFIC+ Dual EG Eluent Degasser Ship kit | 5550 | 12% | 4884
Thermo Scientific | Sample Prep (Autotrace and ASE 150/350) | No | 22184-60100 | Thermo Scientific EXTREVA ASE, extraction-only, 100 – 240 VAC | 111500 | 10% | 100350
Thermo Scientific | Sample Prep (Autotrace and ASE 150/350) | No | 22184-60101 | Thermo Scientific EXTREVA ASE, extraction plus evaporation, 100 – 240 VAC | 133300 | 10% | 119970
Thermo Scientific | Sample Prep (Autotrace and ASE 150/350) | No | 22184-60102 | Evaporation Upgrade Kit | 33000 | 10% | 29700
Thermo Scientific | Sample Prep (Autotrace and ASE 150/350) | No | 22184-60103 | Welch Vacuum Pump, 115 V/60 Hz | 13800 | 10% | 12420
Thermo Scientific | Sample Prep (Autotrace and ASE 150/350) | No | 22184-60104 | Welch Vacuum Pump, 230 V/50 Hz | 13800 | 10% | 12420
Thermo Scientific | Sample Prep (Autotrace and ASE 150/350) | No | 22184-60105 | Welch Vacuum Pump, 100 V/60 Hz – for Japan | 13800 | 10% | 12420
Thermo Scientific | Sample Prep (Autotrace and ASE 150/350) | No | 22184-60106 | Barcode Printer | 3910 | 10% | 3519
Thermo Scientific | Sample Prep (Autotrace and ASE 150/350) | No | 22184-60108 | Welch Vacuum Pump, 230 V/50 Hz – for China | 13800 | 10% | 12420
Thermo Scientific | Sample Prep (Autotrace and ASE 150/350) | No | 22184-62200 | Stainless Steel Cell Body for EXT, 1 mL, 1 EA | 347 | 10% | 312.3
Thermo Scientific | Sample Prep (Autotrace and ASE 150/350) | No | 22184-62201 | Stainless Steel Cell Body for EXT, 5 mL, 1 EA | 347 | 10% | 312.3
Thermo Scientific | Sample Prep (Autotrace and ASE 150/350) | No | 22184-62202 | Stainless Steel Cell Body for EXT, 10 mL, 1 EA | 347 | 10% | 312.3
Thermo Scientific | Sample Prep (Autotrace and ASE 150/350) | No | 22184-62203 | Stainless Steel Cell Body for EXT, 22 mL, 1 EA | 347 | 10% | 312.3
Thermo Scientific | Sample Prep (Autotrace and ASE 150/350) | No | 22184-62204 | Stainless Steel Cell Body for EXT, 34 mL, 1 EA | 154 | 10% | 138.6
Thermo Scientific | Sample Prep (Autotrace and ASE 150/350) | No | 22184-62205 | Stainless Steel Cell Body for EXT, 66 mL, 1 EA | 157 | 10% | 141.3
Thermo Scientific | Sample Prep (Autotrace and ASE 150/350) | No | 22184-62206 | Stainless Steel Cell Body for EXT, 100 mL, 1 EA | 234 | 10% | 210.6
Thermo Scientific | Sample Prep (Autotrace and ASE 150/350) | No | 22184-62207 | Stainless Steel Cap for EXT, 1 EA | 514 | 10% | 462.6
Thermo Scientific | Sample Prep (Autotrace and ASE 150/350) | No | 22184-62208 | Stainless Steel Cap for EXT, 2 EA | 628 | 10% | 565.2
Thermo Scientific | Sample Prep (Autotrace and ASE 150/350) | No | 22184-62209 | Stainless Steel Extraction Cell for EXT, 1 mL, 1 EA | 640 | 10% | 576
Thermo Scientific | Sample Prep (Autotrace and ASE 150/350) | No | 22184-62210 | Stainless Steel Extraction Cell for EXT, 5 mL, 1 EA | 640 | 10% | 576
Thermo Scientific | Sample Prep (Autotrace and ASE 150/350) | No | 22184-62211 | Stainless Steel Extraction Cell for EXT, 10 mL, 1 EA | 640 | 10% | 576
Thermo Scientific | Sample Prep (Autotrace and ASE 150/350) | No | 22184-62212 | Stainless Steel Extraction Cell for EXT, 22 mL, 1 EA | 640 | 10% | 576
Thermo Scientific | Sample Prep (Autotrace and ASE 150/350) | No | 22184-62213 | Stainless Steel Extraction Cell for EXT, 34 mL, 1 EA | 640 | 10% | 576
Thermo Scientific | Sample Prep (Autotrace and ASE 150/350) | No | 22184-62214 | Stainless Steel Extraction Cell for EXT, 66 mL, 1 EA | 640 | 10% | 576
Thermo Scientific | Sample Prep (Autotrace and ASE 150/350) | No | 22184-62215 | Stainless Steel Extraction Cell for EXT, 100 mL, 1 EA | 640 | 10% | 576
Thermo Scientific | Sample Prep (Autotrace and ASE 150/350) | No | 22184-62216 | Stainless Steel Extraction Cell for EXT, 1 mL, 4 EA | 2370 | 10% | 2133
Thermo Scientific | Sample Prep (Autotrace and ASE 150/350) | No | 22184-62217 | Stainless Steel Extraction Cell for EXT, 5 mL, 4 EA | 2370 | 10% | 2133
Thermo Scientific | Sample Prep (Autotrace and ASE 150/350) | No | 22184-62218 | Stainless Steel Extraction Cell for EXT, 10 mL, 4 EA | 2370 | 10% | 2133
Thermo Scientific | Sample Prep (Autotrace and ASE 150/350) | No | 22184-62219 | Stainless Steel Extraction Cell for EXT, 22 mL, 4 EA | 2380 | 10% | 2142
Thermo Scientific | Sample Prep (Autotrace and ASE 150/350) | No | 22184-62220 | Stainless Steel Extraction Cell for EXT, 34 mL, 4 EA | 2380 | 10% | 2142
Thermo Scientific | Sample Prep (Autotrace and ASE 150/350) | No | 22184-62221 | Stainless Steel Extraction Cell for EXT, 66 mL, 4 EA | 2380 | 10% | 2142
Thermo Scientific | Sample Prep (Autotrace and ASE 150/350) | No | 22184-62222 | Stainless Steel Extraction Cell for EXT, 100 mL, 4 EA | 2370 | 10% | 2133
Thermo Scientific | Sample Prep (Autotrace and ASE 150/350) | No | 22184-62223 | Stainless Steel Extraction Cells, 1 mL, 8 cells | 4730 | 10% | 4257
Thermo Scientific | Sample Prep (Autotrace and ASE 150/350) | No | 22184-62224 | Stainless Steel Extraction Cells, 5 mL, 8 cells | 4730 | 10% | 4257
Thermo Scientific | Sample Prep (Autotrace and ASE 150/350) | No | 22184-62225 | Stainless Steel Extraction Cells, 10 mL, 8 cells | 4730 | 10% | 4257
Thermo Scientific | Sample Prep (Autotrace and ASE 150/350) | No | 22184-62226 | Stainless Steel Extraction Cells, 22 mL, 8 cells | 4760 | 10% | 4284
Thermo Scientific | Sample Prep (Autotrace and ASE 150/350) | No | 22184-62227 | Stainless Steel Extraction Cells, 34 mL, 8 cells | 4760 | 10% | 4284
Thermo Scientific | Sample Prep (Autotrace and ASE 150/350) | No | 22184-62228 | Stainless Steel Extraction Cells, 66 mL, 8 cells | 4760 | 10% | 4284
Thermo Scientific | Sample Prep (Autotrace and ASE 150/350) | No | 22184-62229 | Stainless Steel Extraction Cells, 100 mL, 8 cells | 4730 | 10% | 4257
Thermo Scientific | Sample Prep (Autotrace and ASE 150/350) | No | 22184-62230 | Duck billed septa for 250 mL ASE collection bottles and evaporation assemblies | 44 | 10% | 39.6
Thermo Scientific | Sample Prep (Autotrace and ASE 150/350) | No | 22184-62231 | Starter Kit for 1-, 5-, 10- and 22-mL cells | 4600 | 10% | 4140
Thermo Scientific | Sample Prep (Autotrace and ASE 150/350) | No | 22184-62232 | Starter Kit for 34 mL Cells | 4760 | 10% | 4284
Thermo Scientific | Sample Prep (Autotrace and ASE 150/350) | No | 22184-62233 | Starter Kit for 66- and 100-mL Cells | 4650 | 10% | 4185
Thermo Scientific | Sample Prep (Autotrace and ASE 150/350) | No | 22184-62234 | 60 mL Concentration Flask Assemblies, 4 units | 3350 | 10% | 3015
Thermo Scientific | Sample Prep (Autotrace and ASE 150/350) | No | 22184-62235 | 100 mL Concentration Flask Assemblies, 4 units | 3350 | 10% | 3015
Thermo Scientific | Sample Prep (Autotrace and ASE 150/350) | No | 22184-62236 | 250 mL Concentration Flask Assemblies, 4 units | 3350 | 10% | 3015
Thermo Scientific | Sample Prep (Autotrace and ASE 150/350) | No | 22184-62241 | Adaptor for 60- and 100-mL Flask Assemblies, 4 EA | 1660 | 10% | 1494
Thermo Scientific | Sample Prep (Autotrace and ASE 150/350) | No | 22184-62244 | Adaptor for 250 mL Flask Assemblies, 4 EA | 366 | 10% | 329.4
Thermo Scientific | Sample Prep (Autotrace and ASE 150/350) | No | 22184-62245 | Adaptor for 60 mL ASE Vials, 4 EA | 1660 | 10% | 1494
Thermo Scientific | Sample Prep (Autotrace and ASE 150/350) | No | 22184-62246 | Barcode Label | 539 | 10% | 485.1
Thermo Scientific | Sample Prep (Autotrace and ASE 150/350) | No | 22184-62247 | Clear Glass Evaporation Flask 250 to 15 mL, EXT, 4 EA | 1300 | 10% | 1170
Thermo Scientific | Sample Prep (Autotrace and ASE 150/350) | No | 22184-62248 | Printer Ribbon | 145 | 10% | 130.5
Thermo Scientific | Sample Prep (Autotrace and ASE 150/350) | No | 22184-62249 | Trolley | 3200 | 10% | 2880
Thermo Scientific | Sample Prep (Autotrace and ASE 150/350) | No | 22184-62250 | Cap with Tube Assembly for 1 and 2 L Bottle, EXT, 1 EA | 869 | 10% | 782.1
Thermo Scientific | Sample Prep (Autotrace and ASE 150/350) | No | 22184-62253 | Service Kit, Pump Diaphragms & Valves, all models 2028, EXT, 1 EA | 2820 | 10% | 2538
Thermo Scientific | Sample Prep (Autotrace and ASE 150/350) | No | 22184-62254 | Diaphragm Removal Wrench, EXT, 1 EA | 383 | 10% | 344.7
Thermo Scientific | Sample Prep (Autotrace and ASE 150/350) | No | 22184-62255 | Replacement Glass Jar, Inlet or Exhaust, EXT, 1 EA | 140 | 10% | 126
Thermo Scientific | Sample Prep (Autotrace and ASE 150/350) | No | 22184-62256 | Flat Chemical Duty Gasket, Jar/Inlet-Exhaust Assembly Interface, EXT, 1 EA | 49.5 | 10% | 44.55
Thermo Scientific | Sample Prep (Autotrace and ASE 150/350) | No | 22184-62257 | Connecting Rod Assembly, EXT, 1 EA | 1350 | 10% | 1215
Thermo Scientific | Sample Prep (Autotrace and ASE 150/350) | No | 22184-62258 | Accessory, Thickwalled Latex Vacuum Hose, 7/16" (12mm) ID x 10ft (3.1m), EXT, 1 EA | 703 | 10% | 632.7
Thermo Scientific | Sample Prep (Autotrace and ASE 150/350) | No | 22184-62259 | Hose Clamps for Vacuum Hose, EXT, 1 EA (10 pieces) | 218 | 10% | 196.2
Thermo Scientific | Sample Prep (Autotrace and ASE 150/350) | No | 22184-62263 | Inlet/Exhaust Assembly with Lid, Gasket, Jar, Hose Barb, EXT, 1 EA | 938 | 10% | 844.2
Thermo Scientific | Sample Prep (Autotrace and ASE 150/350) | No | 22184-62265 | Adapter for RVT450 | 434 | 10% | 390.6
Thermo Scientific | Sample Prep (Autotrace and ASE 150/350) | No | 22184-62270 | Power Cord Switzerland, EXT, 10 A, 1 EA | 0.01 | 10% | 0
Thermo Scientific | Sample Prep (Autotrace and ASE 150/350) | No | 22184-62271 | Power Cord China, EXT, 16 A, 1 EA | 0.01 | 10% | 0
Thermo Scientific | Sample Prep (Autotrace and ASE 150/350) | No | 22184-62272 | Power Cord Europe, EXT, 16 A, 1 EA | 0.01 | 10% | 0
Thermo Scientific | Sample Prep (Autotrace and ASE 150/350) | No | 22184-62273 | Power Cord UK and Ireland, EXT, 13 A, 1 EA | 0.01 | 10% | 0
Thermo Scientific | Sample Prep (Autotrace and ASE 150/350) | No | 22184-62274 | Power Cord North America, EXT, 20 A, 1 EA | 0.01 | 10% | 0
Thermo Scientific | Sample Prep (Autotrace and ASE 150/350) | No | 22184-62275 | Power Cord Denmark, EXT, 13 A, 1 EA | 0.01 | 10% | 0
Thermo Scientific | Sample Prep (Autotrace and ASE 150/350) | No | 22184-62276 | Power Cord Italy, EXT, 10 A, 1 EA | 0.01 | 10% | 0
Thermo Scientific | Sample Prep (Autotrace and ASE 150/350) | No | 22184-62277 | Power Cord North America, EXT, 20 A, 1 EA | 0.01 | 10% | 0
Thermo Scientific | Sample Prep (Autotrace and ASE 150/350) | No | 22184-62278 | Power Cord South Africa, EXT, 16 A, 1 EA | 0.01 | 10% | 0
Thermo Scientific | Sample Prep (Autotrace and ASE 150/350) | No | 22184-62279 | Power Cord Japan, EXT, 20 A, 1 EA | 0.01 | 10% | 0
Thermo Scientific | Sample Prep (Autotrace and ASE 150/350) | No | 22184-62280 | Power Cord Australia, EXT, 16 A, 1 EA | 0.01 | 10% | 0
Thermo Scientific | Sample Prep (Autotrace and ASE 150/350) | No | 22184-62281 | Duck billed septa for 60 mL ASE collection vials | 46.8 | 10% | 42.12
Thermo Scientific | Sample Prep (Autotrace and ASE 150/350) | No | 22184-62283 | Door opener tool for EXT, 1 EA | 261 | 10% | 234.9
Thermo Scientific | Sample Prep (Autotrace and ASE 150/350) | No | 22184-62284 | Extraction Cell Transport Rack, EXT, 1 EA | 261 | 10% | 234.9
Thermo Scientific | Sample Prep (Autotrace and ASE 150/350) | No | 22184-62285 | Trap for volatile organic solvents, EXT, 1 EA | 261 | 10% | 234.9
Thermo Scientific | Sample Prep (Autotrace and ASE 150/350) | No | 22184-62286 | EXTREVA ASE Preventive Maintenance Kit | 9440 | 10% | 8496
Thermo Scientific | Molecular Spectroscopy (FTIR, Raman, NIR, NMR) | No | 222-242900 | OBJECTIVE MPLAN 50X BF NA .75 WD .38mm | 1754 | 10% | 1578.6
Thermo Scientific | Molecular Spectroscopy (FTIR, Raman, NIR, NMR) | No | 222-243000 | OBJECTIVE MPLAN 100X BF NA .90 WD .21mm | 5303 | 10% | 4772.7
Thermo Scientific | Gas Chromatography Mass Spectrometry (DFS) | No | 26066-1540 | Dioxin polar confirmation column, temperature stable, TG-Dioxin 60m x 0.25mm x 0.25um | 1495.16 | 5% | 1420.4
Thermo Scientific | Gas Chromatography Mass Spectrometry (DFS) | No | 26AF059P | Dioxin column TR-5MS, 60m x 0.25mm x 0.1um | 1502.82 | 5% | 1427.67
Thermo Scientific | Gas Chromatography Mass Spectrometry (DFS) | No | 26AF154P | Dioxin column TR-5MS, 60m x 0.25mm x 0.25um | 1614.88 | 5% | 1534.13
Thermo Scientific | Gas Chromatography (Trace 1300/1310 standalone GC) | No | 27605006-KIT | Kit H2 Carrier TRACE 1300 ISQ, TSQ | 8630 | 10% | 7767
Thermo Scientific | Ion Chromatography (Integrion) | No | 2-RV | 2 mL Snap Cap Vial with Write-on Patch, Clear (set of 500) | 132.32 | 10% | 119.08
Thermo Scientific | Ion Chromatography | No | 302661CMD | Dionex AERS 500e (4 mm), consumables Monitoring Disabled | 1350 | 8% | 1242
Thermo Scientific | Sample Prep (Autotrace and ASE 150/350) | No | 302661W2Y | PROD,AERS500e,4mm,W2YR WARRANTY | 3020 | 10% | 2718
Thermo Scientific | Ion Chromatography | No | 302662CMD | Dionex AERS 500e (2 mm), consumables Monitoring Disabled | 1520 | 8% | 1398.4
Thermo Scientific | Sample Prep (Autotrace and ASE 150/350) | No | 302662W2Y | PROD,AERS500e,2mm,W2YR WARRANTY | 3020 | 10% | 2718
Thermo Scientific | Sample Prep (Autotrace and ASE 150/350) | No | 302663W2Y | PROD,CERS500e,4mm,W2YR WARRANTY | 3020 | 10% | 2718
Thermo Scientific | HPLC (Ultimate) | No | 3321.0010A | IQ Standards for Systems with UV Detector (Caffeine/Uracil) | 628 | 20% | 502.4
Thermo Scientific | Ion Chromatography (Integrion) | No | 365A0241-SM | 0.5 uL Removable Needle SMART Syringe 23 Gauge 57 mm Length. Suitable for microvolume injections of highly concentrated samples or UltraFast applications with narrow bore columns | 314.32 | 10% | 282.88
Thermo Scientific | Ion Chromatography (Integrion) | No | 365B0251-SM | 1 uL Removable Needle SMART Syringe 23 Gauge 57 mm Length. Suitable for microvolume injections of highly concentrated samples or UltraFast applications with narrow bore columns | 314.32 | 10% | 282.88
Thermo Scientific | Ion Chromatography (Integrion) | No | 365C0221-SM | 5 uL Fixed Needle SMART Syringe 23s Gauge 85 mm Length. For SSL with Merlin adapter | 301.31 | 10% | 271.17
Thermo Scientific | Ion Chromatography (Integrion) | No | 365C0231-SM | 5 uL Fixed Needle SMART Syringe 23s Gauge 57 mm Length. For injector with Merlin adapter, PTV all injection modes and SSL | 249.32 | 10% | 224.38
Thermo Scientific | Ion Chromatography (Integrion) | No | 365C0241-SM | 5 uL Fixed Needle SMART Syringe 26s Gauge 85 mm Length. For SSL and On-column injection | 290.67 | 10% | 261.6
Thermo Scientific | Ion Chromatography (Integrion) | No | 365C0251-SM | 5 uL Fixed Needle SMART Syringe 26s Gauge 57 mm Length. For PTV all injection modes and SSL | 237.51 | 10% | 213.75
Thermo Scientific | Ion Chromatography (Integrion) | No | 365D0261-SM | 10 uL Fixed Needle SMART Syringe 23s Gauge 85 mm Length. For SSL with Merlin adapter | 245.77 | 10% | 221.19
Thermo Scientific | Ion Chromatography (Integrion) | No | 365D0271-SM | 10 uL Fixed Needle SMART Syringe 23s Gauge 57 mm Length. For injector with Merlin adapter, PTV and SSL all injection modes | 157.16 | 10% | 141.44
Thermo Scientific | Ion Chromatography (Integrion) | No | 365D0281-SM | 10 uL Fixed Needle SMART Syringe 26s Gauge 85 mm Length. For SSL and On-column | 230.4 | 10% | 207.36
Thermo Scientific | Ion Chromatography (Integrion) | No | 365D0291-SM | 10 uL Fixed Needle SMART Syringe 26s Gauge 57 mm Length. For PTV and SSL, all injection modes | 152.42 | 10% | 137.17
Thermo Scientific | Ion Chromatography (Integrion) | No | 365D0301-SM | 10 uL Fixed Needle Gas-Tight SMART Syringe 23s Gauge 85 mm Length. For SSL with Merlin adapter. Particularly suitable for volatile solvents or corrosive samples | 250.5 | 10% | 225.45
Thermo Scientific | Ion Chromatography (Integrion) | No | 365D0311-SM | 10 uL Fixed Needle Gas-Tight SMART Syringe 23s Gauge 57 mm Length. For injector with Merlin adapter, and PTV and SSL all injection modes. Particularly suitable for volatile solvents or corrosive samples | 219.78 | 10% | 197.8
Thermo Scientific | Ion Chromatography (Integrion) | No | 365D0321-SM | 10 uL Fixed Needle Gas-Tight SMART Syringe 26s Gauge 85 mm Length. For SSL and On-column. Particularly suitable for volatile solvents or corrosive samples | 257.58 | 10% | 231.82
Thermo Scientific | Ion Chromatography (Integrion) | No | 365D0331-SM | 10 uL Fixed Needle Gas-Tight SMART Syringe 26s Gauge 57 mm Length. PTV and SSL all injection modes. Particularly suitable for volatile solvents or corrosive samples. | 204.42 | 10% | 183.97
Thermo Scientific | Ion Chromatography (Integrion) | No | 365D0391-SM | 10 µL Fixed Needle SMART Syringe 26s Gauge 57 mm Length Bevel tip. Suggested for injection in PTV with straight liner. Requires PTV liner cap P/N 29004014. | 244.58 | 10% | 220.12
Thermo Scientific | Ion Chromatography (Integrion) | No | 365F2441-SM | 25 uL Fixed Needle Gas-Tight SMART Syringe 23s Gauge 57 mm Length. For injector with Merlin adapter; PTV and SSL all injection modes | 265.07 | 10% | 238.56
Thermo Scientific | Ion Chromatography (Integrion) | No | 365F2451-SM | 25 uL Fixed Needle Gas-Tight SMART Syringe 26s Gauge 85 mm Length. For SSL and On-column injection | 311.43 | 10% | 280.28
Thermo Scientific | Ion Chromatography (Integrion) | No | 365F2461-SM | 25 uL Fixed Needle Gas-Tight SMART Syringe 26s Gauge 57 mm Length. For PTV and SSL, all injection modes | 259.96 | 10% | 233.96
Thermo Scientific | Ion Chromatography (Integrion) | No | 365G2311-SM | 50 uL Fixed Needle Gas-Tight SMART Syringe 23s Gauge 57 mm Length. For Large Volume Splitless with SSL and Merlin adapter | 267.04 | 10% | 240.33
Thermo Scientific | Ion Chromatography (Integrion) | No | 365G2321-SM | 50 uL Fixed Needle Gas-Tight SMART Syringe 26s Gauge 85 mm Length. For Large Volume On-column injection | 311.95 | 10% | 280.75
Thermo Scientific | Ion Chromatography (Integrion) | No | 365G2331-SM | 50 uL Fixed Needle Gas-Tight SMART Syringe 26s Gauge 57 mm Length. For Large Volume Splitless with SSL without Merlin adapter | 270.58 | 10% | 243.52
Thermo Scientific | Ion Chromatography (Integrion) | No | 365H2141-SM | 100 uL Fixed Needle Gas-Tight SMART Syringe 23s Gauge 57 mm Length. For Large Volume Splitless with SSL with Merlin adapter | 245.8 | 10% | 221.22
Thermo Scientific | Ion Chromatography (Integrion) | No | 365H2151-SM | 100 uL Fixed Needle Gas-Tight SMART Syringe 26s Gauge 85 mm Length. For Large Volume On-column injection | 281.94 | 10% | 253.74
Thermo Scientific | Ion Chromatography (Integrion) | No | 365H2161-SM | 100 uL Fixed Needle Gas-Tight SMART Syringe 26s Gauge 57 mm Length. For Large Volume splitless with SSL without Merlin adapter | 249.4 | 10% | 224.46
Thermo Scientific | Ion Chromatography (Integrion) | No | 365H2171-SM | 100 uL Fixed Needle Gas-Tight SMART Syringe 23 Gauge 85 mm Length. For Large Volume PTV programmable depth injection with and without Merlin adapter | 343.39 | 10% | 309.05
Thermo Scientific | Ion Chromatography (Integrion) | No | 365H2181-SM | 100 uL Fixed Needle Gas-Tight SMART Syringe 23 Gauge 57 mm Length. For Large Volume PTV with and without Merlin adapter | 296.41 | 10% | 266.76
Thermo Scientific | Ion Chromatography (Integrion) | No | 365I2321-SM | 250 uL Fixed Needle Gas-Tight Syringe 26 Gauge 85 mm Length. For Large Volume On-column injection | 295.2 | 10% | 265.68
Thermo Scientific | Ion Chromatography (Integrion) | No | 365I2331-SM | 250 uL Fixed Needle Gas-Tight Syringe 26 Gauge 57 mm Length. For Large Volume splitless with SSL without Merlin adapter | 253.03 | 10% | 227.72
Thermo Scientific | Ion Chromatography (Integrion) | No | 365I2341-SM | 250 uL Fixed Needle Gas-Tight Syringe 23 Gauge 85 mm Length. For Large Volume PTV programmable depth injection (with and without Merlin adapter) | 343.39 | 10% | 309.05
Thermo Scientific | Ion Chromatography (Integrion) | No | 365I2351-SM | 250 uL Fixed Needle Gas-Tight Syringe 23 Gauge 57 mm Length. For Large Volume PTV (with and without Merlin adapter) | 300.01 | 10% | 270
Thermo Scientific | Ion Chromatography (Integrion) | No | 365J2411-SM | 500 uL Fixed Needle Gas-Tight Syringe 26 Gauge 85 mm Length. For Large Volume On-column injection | 391.59 | 10% | 352.43
Thermo Scientific | Ion Chromatography (Integrion) | No | 365J2421-SM | 500 uL Fixed Needle Gas-Tight Syringe 26 Gauge 57 mm Length. For sample preparation, i.e. dilution | 343.39 | 10% | 309.05
Thermo Scientific | Ion Chromatography (Integrion) | No | 365J2441-SM | 500 uL Fixed Needle Gas-Tight Syringe 23 Gauge 57 mm Length. For Large Volume PTV (with and without Merlin adapter) | 400.02 | 10% | 360.01
Thermo Scientific | Ion Chromatography (Integrion) | No | 365K2871-SM | 1.0 mL Gas-Tight SMART Headspace syringe 23 gauge 65 mm length. Up to 150 °C | 443.89 | 10% | 399.5
Thermo Scientific | Ion Chromatography (Integrion) | No | 365L2321-SM | 2.5 mL Gas-Tight SMART Headspace syringe 23 gauge 65 mm length. Up to 150 °C. | 407.55 | 10% | 366.79
Thermo Scientific | Ion Chromatography (Integrion) | No | 365M2331-SM | 5.0 mL Gas-Tight SMART Headspace syringe 23 gauge 65 mm length | 557.24 | 10% | 501.51
Thermo Scientific | Ion Chromatography (Integrion) | No | 365N2721-SM | 10000 uL Fixed Needle Gas-Tight SMART Syringe 19 Gauge 57 mm Length. For sample dilution, derivatization | 581.12 | 10% | 523
Thermo Scientific | Ion Chromatography (ICS 5000) | No | 43280000-GCMSPROMO | Chromeleon 7.2 for single GC SE | 3520 | 12% | 3097.6
Thermo Scientific | Molecular Spectroscopy (FTIR, Raman, NIR, NMR) | No | 470-151400 | PURGE PNEUMATICS L | 1035 | 10% | 931.5
Thermo Scientific | Molecular Spectroscopy (FTIR, Raman, NIR, NMR) | No | 470-192700 | Manual Microscope Stage | 2163 | 8% | 1989.96
Thermo Scientific | Molecular Spectroscopy (FTIR, Raman, NIR, NMR) | No | 470-453200 | IS50 SAMPLE CUP SPINNER | 5463 | 10% | 4916.7
Thermo Scientific | Molecular Spectroscopy (FTIR, Raman, NIR, NMR) | No | 470-454700 | IS50 EXT BEAM PASSPORT MIRROR GOLD | 2871 | 10% | 2583.9
Thermo Scientific | Molecular Spectroscopy (FTIR, Raman, NIR, NMR) | No | 470-466700 | Desiccated KBr Window Kit | 661 | 8% | 608.12
Thermo Scientific | HPLC (Ultimate) | No | 4832.5000A | Qualification Kit (OQ/PQ) - Manual Injector | 2200 | 20% | 1760
Thermo Scientific | HPLC (Ultimate) | No | 4832.5010A | Qualification Kit (OQ/PQ) - Autosampler | 1910 | 20% | 1528
Thermo Scientific | Ion Chromatography (ICS 5000) | No | 60-046546 | ASSY BTL 2L GLASS GL45 | 419 | 12% | 368.72
Thermo Scientific | Ion Chromatography (ICS 5000) | No | 60-059825 | FTG,OUT,PURIFIER,ELUENT,PK | 15.8 | 10% | 14.22
Thermo Scientific | Ion Chromatography (ICS 5000) | No | 60-064169 | PROD,FLOW CELLS,S-MICRO,PK | 3640 | 12% | 3203.2
Thermo Scientific | Ion Chromatography (ICS 5000) | No | 60-064863 | KIT,SUPPORT,SHLD,ASE-350 | 64.7 | 12% | 56.93
Thermo Scientific | Ion Chromatography (ICS 5000) | No | 60-076735 | COVER,TOP/BTL HLDR ASE 150 | 496 | 10% | 446.4
Thermo Scientific | Sample Prep (Autotrace and ASE 150/350) | No | 60-076807 | CHAMBER,DEGAS,1CH,PMP,ICS5 | 984 | 12% | 865.92
Thermo Scientific | Ion Chromatography (ICS 5000) | No | 60-078493 | ASSY,TUBING,MAN INJ,ICS4 | 27.8 | 12% | 24.46
Thermo Scientific | GC Autosamplers | No | 60180-502 | 2 mL Crimp Top Vial, Clear Glass with ID Patch (set of 100) | 27.83 | 10% | 25.04
Thermo Scientific | GC Autosamplers | No | 60180-503 | 2.5 mL Crimp Top Vial, Clear Glass with ID Patch (set of 100) | 71.24 | 10% | 64.11
Thermo Scientific | GC Autosamplers | No | 60180-504 | 10 mL crimp top vial, clear (set of 125) | 110.19 | 10% | 99.17
Thermo Scientific | GC Autosamplers | No | 60180-506 | 20 mL crimp top, clear (set of 125) | 110.19 | 10% | 99.17
Thermo Scientific | GC Autosamplers | No | 60180-507 | 300 uL Screw Top Fused Insert Vial, Clear Glass with ID Patch (set of 100) | 98.7 | 10% | 88.83
Thermo Scientific | GC Autosamplers | No | 60180-508 | 2 mL Screw Top Vial, Clear Glass with ID Patch (set of 100) | 44.37 | 10% | 39.93
Thermo Scientific | GC Autosamplers | No | 60180-509 | 2 mL wide mouth screw top vial with write on patch, clear (set of 100) | 31.16 | 10% | 28.04
Thermo Scientific | GC Autosamplers | No | 60180-511 | 20 mm aluminum crimp cap with PTFE/silicone 3mm thick septum (set of 100) Only suitable for liquid injection (NO HEADSPACE) | 152.48 | 10% | 137.23
Thermo Scientific | GC Autosamplers | No | 60180-514 | 8 mm Polypropylene Empty Black Cap (set of 100) | 19.32 | 10% | 17.38
Thermo Scientific | GC Autosamplers | No | 60180-515 | 8 mm Seal, Blue Silicone/Clear PTFE Seal (set of 500) | 272.54 | 10% | 245.28
Thermo Scientific | GC Autosamplers | No | 60180-516 | 9 mm screw cap, blue, prefitted silicone/PTFE liner (set of 100) | 70.12 | 10% | 63.1
Thermo Scientific | GC Autosamplers | No | 60180-519 | 20 mm blank tin plate (magnetic) and blue aluminum two-part crimp cap (set of 100) | 20 | 10% | 18
Thermo Scientific | GC Autosamplers | No | 60180-520 | 20 mm tin plate (magnetic) and blue aluminum two-part crimp cap with silicone/PTFE liner (set of 100) | 135.89 | 10% | 122.3
Thermo Scientific | GC Autosamplers | No | 60180-522 | 20 mm high temperature seal, red PTFE/white silicone, 3 mm thick (set of 100) | 136 | 10% | 122.4
Thermo Scientific | GC Autosamplers | No | 60180-597 | 2 mL Crimp Top Vial, Clear Glass with ID Patch & 11mm Blue Aluminium Cap, Blue Silicone/Red PTFE Seal (set of 100) | 78 | 10% | 70.2
Thermo Scientific | GC Autosamplers | No | 60180-599 | 2 mL Screw Top Vial with 9 mm Cap, Blue Silicone/Clear PTFE Seal (set of 100) | 66.78 | 10% | 60.1
Thermo Scientific | HPLC (Vanquish) | No | 6036.1130-01 | Vanquish System Controller | 2100 | 15% | 1785
Thermo Scientific | HPLC (Vanquish) | No | 6036.1170-01 | Vanquish User Interface | 4930 | 15% | 4190.5
Thermo Scientific | HPLC (Vanquish) | No | 6040.1951B | Maintenance Kit VC-P21/P33, U3000SDN | 652 | 15% | 554.2
Thermo Scientific | HPLC (Vanquish) | No | 6040.1953B | Maintenance Kit VC-P, U3000SD | 332 | 15% | 282.2
Thermo Scientific | HPLC (Vanquish) | No | 6040.1956C | Maintenance Kit VF-P, U3000RS | 472 | 15% | 401.2
Thermo Scientific | HPLC (Vanquish) | No | 6044.5450A | Static Mixer 1500 µL, 1550 µL Mixing System, 100 MPa, VQ | 1010 | 15% | 858.5
Thermo Scientific | HPLC (Vanquish) | No | 6044.5750A | Static Mixer 750 µL for 800 µL Mixing System, 100 MPa, VQ | 1300 | 15% | 1105
Thermo Scientific | HPLC (Vanquish) | No | 6074.0190A | Dummy Flow Cell cpl., VWD | 214 | 15% | 181.9
Thermo Scientific | HPLC (Vanquish) | No | 6077.0190A | Diagnostic cell, VF/C-D4 | 223 | 15% | 189.55
Thermo Scientific | HPLC (Ultimate) | No | 6083.0100B | LightPipe flow cell, standard, 10 mm | 6410 | 20% | 5128
Thermo Scientific | HPLC (Ultimate) | No | 6083.0200B | LightPipe flow cell, high sense, 60 mm | 6410 | 20% | 5128
Thermo Scientific | HPLC (Vanquish) | No | 6230.1310-01 | VSM, 8-channel | 4500 | 15% | 3825
Thermo Scientific | HPLC (Vanquish) | No | 6230.1320-01 | VSM, 4-channel | 2990 | 15% | 2541.5
Thermo Scientific | HPLC (Ultimate) | No | 6826.0011B | Injection Valve 2pos-6port, C82, 103 MPa/15,000 psi N60C, for WPS-3000TPL RS | 2690 | 20% | 2152
Thermo Scientific | HPLC (Vanquish) | No | 6840.1951B | Maintenance Kit WPS-3000 SL-type models | 2160 | 15% | 1836
Thermo Scientific | LCMS (Orbitrap, Ion Trap, Triple Quad) | No | 70005-98033 | Needle Corona APCI (works with OPTON-30156 or OPTON-30157) | 14.6 | 12% | 12.84
Thermo Scientific | Ion Chromatography | No | 701-000401 | Unity Essential ICS 5000 SP Cap Pump | 4416 | 8% | 4062.72
Thermo Scientific | Ion Chromatography | No | 701-011200 | UNITY YR 2 OR3 EXTENDED WARRANTY ASE150 | 3007 | 8% | 2766.44
Thermo Scientific | Ion Chromatography | No | 701-011400 | UTY YR 2 OR 3 EXTENDED WARRANTY ASE350 | 6734 | 8% | 6195.28
Thermo Scientific | Ion Chromatography | No | 701-013000 | UTY YR 2OR3 EXT WAR ICS5000 SP CAP PUMP | 1889 | 8% | 1737.88
Thermo Scientific | Ion Chromatography | No | 701-013300 | UTY YR 2OR3 EXT WAR ICS3/5 DP ANA WDG | 2927 | 8% | 2692.84
Thermo Scientific | Ion Chromatography | No | 701-013400 | UTY YR 2OR3 EXT WAR ICS3/5 SP ANA WDG | 1868 | 8% | 1718.56
Thermo Scientific | Ion Chromatography | No | 701-013500 | YR 2OR3 EXT WAR DC DUAL TEMP NO INJ VLV | 2393 | 8% | 2201.56
Thermo Scientific | Ion Chromatography | No | 701-013600 | YR 2OR3 EXT WAR DC DET 2 INJ VLV SB MB | 3018 | 8% | 2776.56
Thermo Scientific | Ion Chromatography | No | 701-013700 | YR 2OR3 EXT WAR DC DET 1 INJ VLV SB MB | 2633 | 8% | 2422.36
Thermo Scientific | Ion Chromatography | No | 701-013800 | EXT WAR YR 2 OR 3 OPT ADD ON IC CUBE | 825 | 8% | 759
Thermo Scientific | Ion Chromatography | No | 701-013900 | EXT WAR YR 2 OR 3 OPT ADD ON CD ED DET | 498 | 8% | 458.16
Thermo Scientific | Ion Chromatography | No | 701-014000 | UTY YR 2OR3 EXT WAR AS-AP BASE CONFIG | 2543 | 8% | 2339.56
Thermo Scientific | Ion Chromatography | No | 701-014200 | UTY YR 2OR3 BASIC EW ICS5000 SP CAP PUMP | 1511 | 8% | 1390.12
Thermo Scientific | Ion Chromatography | No | 701-014500 | UTY YR 2OR3 BASIC EW ICS3/5 DP ANA WDG | 2437 | 8% | 2242.04
Thermo Scientific | Ion Chromatography | No | 701-014600 | YR 2OR3 BASIC EW DC DUAL TEMP NO INJ VLV | 1718 | 8% | 1580.56
Thermo Scientific | Ion Chromatography | No | 701-014900 | UTY YR 2OR3 BASIC EW AS-AP BASE CONFIG | 1754 | 8% | 1613.68
Thermo Scientific | Ion Chromatography | No | 701-015000 | YR 2OR3 BASIC EW ICS 5000 DP ANA PMP WDG | 2319 | 8% | 2133.48
Thermo Scientific | Ion Chromatography | No | 701-015100 | UNITY YR 2OR3 BAS EXT WAR ICS 4000 SYS | 3639 | 8% | 3347.88
Thermo Scientific | Ion Chromatography | No | 701-015400 | UNITY YEAR 2 OR 3 BEW VWD-SGLE WAVELGTH | 1007 | 8% | 926.44
Thermo Scientific | Ion Chromatography | No | 701-015500 | UNITY YEAR 2 OR 3 BEW VWD-MULT WLGTH | 1200 | 8% | 1104
Thermo Scientific | Ion Chromatography | No | 701-015600 | UNITY YEAR 2OR3 BASIC EXT WAR PDA-IC5000 | 1930 | 8% | 1775.6
Thermo Scientific | Ion Chromatography | No | 701-015700 | Unity Year 2 or 3 BEW AS-DV | 787 | 8% | 724.04
Thermo Scientific | Ion Chromatography | No | 701-015800 | Unity Year 2 or 3 BEW AS-AP wTC | 3277 | 8% | 3014.84
Thermo Scientific | Ion Chromatography | No | 701-016300 | UNITY YEAR 2 OR 3 EXT WAR-ICS 4000 SYST | 5158 | 8% | 4745.36
Thermo Scientific | Ion Chromatography | No | 701-016700 | UTY YR 2or3 BEW AS-AP w TC labor Travel | 2967 | 8% | 2729.64
Thermo Scientific | Ion Chromatography | No | 701-016800 | UNITY YEAR 2OR3 EXTENDED WARRANTY AS-DV | 1229 | 8% | 1130.68
Thermo Scientific | Ion Chromatography | No | 701-016900 | UNITY YEAR 2 OR 3 EXT WAR VWD-MULT WLGTH | 1816 | 8% | 1670.72
Thermo Scientific | Ion Chromatography | No | 701-017000 | UNITY YEAR 2 OR 3 EXT WAR PDA-IC5000 | 2707 | 8% | 2490.44
Thermo Scientific | Ion Chromatography | No | 701-017100 | UNITY YEAR 2 OR 3 EXT WAR ICS2100 | 4123 | 8% | 3793.16
Thermo Scientific | Ion Chromatography | No | 701-017500 | UTY YEAR 2OR3 EXT WAR VWD-SGLE WAVELGTH | 1475 | 8% | 1357
Thermo Scientific | Ion Chromatography | No | 701-017600 | UTY YEAR 2OR3 BASIC EXT WAR AT280CTRG | 3516 | 8% | 3234.72
Thermo Scientific | Ion Chromatography | No | 701-017700 | UTY YEAR 2OR3 BASIC EXT WAR AT280 DISK | 4439 | 8% | 4083.88
Thermo Scientific | Ion Chromatography | No | 701-017800 | UNITY YEAR 2 OR 3 EXT WARR AT280 CTRG | 5436 | 8% | 5001.12
Thermo Scientific | Ion Chromatography | No | 701-017900 | UNITY YEAR 2 OR 3 EXT WARR AT280 DISK | 6933 | 8% | 6378.36
Thermo Scientific | Ion Chromatography | No | 701-018100 | UTY YR 2OR3 BASIC EW ICS 5000SP ANA PUMP | 1438 | 8% | 1322.96
Thermo Scientific | Ion Chromatography | No | 701-018200 | UNITY YR2 OR 3 BASIC EX WARRANTY ASE350 | 4662 | 8% | 4289.04
Thermo Scientific | Ion Chromatography | No | 701-019500 | OQ PLAN ONE CHAN IC SYS OR ICS900 -1600 | 6441 | 8% | 5925.72
Thermo Scientific | Gas Chromatography Mass Spectrometry (ISQ--Single Quad) | No | 701-025200 | OPTION ADD ON pH AND CONDUCTIVITY ACC | 455 | 12% | 400.4
Thermo Scientific | Ion Chromatography | No | 701-025301 | OQ LABOR ONE CHAN IC SYS OR ICS900-1600 | 6441 | 8% | 5925.72
Thermo Scientific | Ion Chromatography | No | 701-026001 | OQ LABOR FOR SAMPLE PREP SYSTEMS | 3229 | 8% | 2970.68
Thermo Scientific | Ion Chromatography | No | 701-035100 | 1 DAY INSTALL/ORIENTATE FOR LC/IC/ASE | 3351 | 8% | 3082.92
Thermo Scientific | Ion Chromatography | No | 701-035200 | 1/2 DAY INSTALL/ORIENTATE FOR LC/IC/ASE | 1675 | 8% | 1541
Thermo Scientific | Ion Chromatography | No | 701-054365 | ICS5000 Dual Pump Preventive Maintenance | 2185 | 8% | 2010.2
Thermo Scientific | Ion Chromatography | No | 701-054366 | ICS5000 SinglePmp Prevenitve Maintenance | 1457 | 8% | 1340.44
Thermo Scientific | Ion Chromatography | No | 701-054368 | ICS4000 System Preventive Maintenance | 3439 | 8% | 3163.88
Thermo Scientific | Ion Chromatography | No | 701-054371 | ICS1100 Preventative Maintenance | 1528 | 8% | 1405.76
Thermo Scientific | Ion Chromatography | No | 701-054372 | ICS900 Preventative Maintenance | 1070 | 8% | 984.4
Thermo Scientific | Ion Chromatography | No | 701-054373 | PDA Detector Preventitive Maintenance | 1286 | 8% | 1183.12
Thermo Scientific | Ion Chromatography | No | 701-054374 | AS-AP Base Config Preventive Maintenance | 1198 | 8% | 1102.16
Thermo Scientific | Ion Chromatography | No | 701-054375 | AS-AP Base Config w Tray Temp crl PM | 1379 | 8% | 1268.68
Thermo Scientific | Ion Chromatography | No | 701-054376 | AS-DV 5.0 vials Preventitive Maintenance | 569 | 8% | 523.48
Thermo Scientific | Ion Chromatography | No | 701-054377 | AS-HV 5.0 vials Preventitive Maintenance | 1198 | 8% | 1102.16
Thermo Scientific | Ion Chromatography | No | 701-054379 | Sample Prep SP1/2 Preventive Maintenance | 3037 | 8% | 2794.04
Thermo Scientific | Ion Chromatography | No | 701-054380 | Streamer Selector Preventive Maintenance | 1469 | 8% | 1351.48
Thermo Scientific | Ion Chromatography | No | 701-054381 | Sample Prep SPX Preventitive Maintenance | 2549 | 8% | 2345.08
Thermo Scientific | Ion Chromatography | No | 701-054383 | DC Dual Temp Zone Det PM No Inj Valve | 1337 | 8% | 1230.04
Thermo Scientific | Ion Chromatography | No | 701-054384 | VWD Detector Single Wavelength PM | 647 | 8% | 595.24
Thermo Scientific | Ion Chromatography | No | 701-054385 | VWD Detector Multiple Wavelength PM | 789 | 8% | 725.88
Thermo Scientific | Ion Chromatography | No | 701-054535 | UNITY ESSENTIAL LE LIQUID ENCLOSER | 1563 | 8% | 1437.96
Thermo Scientific | Ion Chromatography | No | 701-054952 | Unity Yr 2 - 3 Ext War INTEG BASE W/OVEN | 2068 | 8% | 1902.56
Thermo Scientific | Ion Chromatography | No | 701-054954 | Uty Yr 2-3 Ext War INTEGR BSE CD Oven DG | 2559 | 8% | 2354.28
Thermo Scientific | Ion Chromatography | No | 701-054955 | Unity Yr 2-3 Ext War INTEG RFIC CD WiFi | 3994 | 8% | 3674.48
Thermo Scientific | Ion Chromatography | No | 701-055076 | Remote Services Integrion | 0.01 | 100% | 0
Thermo Scientific | Molecular Spectroscopy (FTIR, Raman, NIR, NMR) | No | 701-056846 | SUMMIT Field Service Installation | 2132 | 8% | 1961.44
Thermo Scientific | Molecular Spectroscopy (FTIR, Raman, NIR, NMR) | No | 701-056859 | SUMMIT On-Site Warranty Conversion | 1674 | 8% | 1540.08
Thermo Scientific | Ion Chromatography | No | 701-077601 | Unity Extended Warranty-ICS 4000 System | 7648 | 8% | 7036.16
Thermo Scientific | Ion Chromatography | No | 701-077701 | Unity Basic Ext Warranty-ICS 4000 Sys | 6195 | 8% | 5699.4
Thermo Scientific | Ion Chromatography | No | 701-077801 | Unity Critical Plan-ICS 4000 System | 11674 | 8% | 10740.08
Thermo Scientific | Ion Chromatography | No | 701-077901 | Unity Essential Plan-ICS 4000 System | 7648 | 8% | 7036.16
Thermo Scientific | Ion Chromatography | No | 701-078001 | Unity Essential Labor only-ICS 4000 Sys | 6120 | 8% | 5630.4
Thermo Scientific | Ion Chromatography | No | 701-078101 | Unity Limited Plan-ICS 4000 System | 6154 | 8% | 5661.68
Thermo Scientific | Ion Chromatography | No | 701-078201 | Unity Proactive-ICS 4000 System | 4925 | 8% | 4531
Thermo Scientific | Ion Chromatography | No | 701-086201 | YEAR 2 AND 3 IC/SP PARTS ONLY WARRANTY | 0.01 | 100% | 0
Thermo Scientific | Gas Chromatography (Trace 1300/1310 standalone GC) | No | 701-627900 | ONSITE GC APPLICATIONS SUPPORT | 3000 | 10% | 2700
Thermo Scientific | Gas Chromatography Mass Spectrometry (ISQ--Single Quad) | No | 701-628000 | ONSITE GC/MS APPLICATIONS SUPPORT | 3200 | 12% | 2816
Thermo Scientific | Gas Chromatography Mass Spectrometry (ISQ--Single Quad) | No | 701-628100 | ONSITE GC/MS/MS APPLICATIONS SUPPORT | 3500 | 12% | 3080
Thermo Scientific | Molecular Spectroscopy (FTIR, Raman, NIR, NMR) | No | 701-952700 | Unity ValPro for FT-IR and Raman Series Installation Certification | 2298 | 8% | 2114.16
Thermo Scientific | Gas Chromatography (Trace 1300/1310 standalone GC) | No | 702-000700 | CHROMQUEST SOFTWARE - GC 2.5D | 2430 | 10% | 2187
Thermo Scientific | Gas Chromatography (Trace 1300/1310 standalone GC) | No | 702-000800 | CHROMQUEST OP ON-SITE TRAIN COURSE 3D L | 10800 | 10% | 9720
Thermo Scientific | Gas Chromatography (Trace 1300/1310 standalone GC) | No | 702-000900 | ATLAS OPERATIONS TRAINING COURSE-3 DAY L | 3440 | 10% | 3096
Thermo Scientific | Gas Chromatography (Trace 1300/1310 standalone GC) | No | 702-001000 | ATLAS OPS ON SITE TRAINNG COURSE-3 DAY L | 15600 | 10% | 14040
Thermo Scientific | Gas Chromatography (Trace 1300/1310 standalone GC) | No | 702-005600 | BASIC GAS CHROMATOGRAPHY (GC)-2 DAYS L | 1270 | 10% | 1143
Thermo Scientific | Gas Chromatography Mass Spectrometry (ISQ--Single Quad) | No | 702-005800 | CUSTOM GCMS ON-SITE TRNG CRSE 3D MIN L | 11800 | 12% | 10384
Thermo Scientific | Gas Chromatography Mass Spectrometry (ISQ--Single Quad) | No | 702-006100 | EI/CI INTERPRTATION TRAINING CRSE 2.5D L | 1610 | 12% | 1416.8
Thermo Scientific | Gas Chromatography (Trace 1300/1310 standalone GC) | No | 702-009800 | METHOD DEV. IN CAPILLARY GC-3 DAYS | 1560 | 10% | 1404
Thermo Scientific | Gas Chromatography (Trace 1300/1310 standalone GC) | No | 702-009900 | METHOD DEV. ON-SITE IN CAP. GC-3 DAYS | 11800 | 10% | 10620
Thermo Scientific | Gas Chromatography Mass Spectrometry (ISQ--Single Quad) | No | 702-011800 | ENVIROLABS FORM 2.0 SFT OPS 4DAYS | 3100 | 12% | 2728
Thermo Scientific | Gas Chromatography Mass Spectrometry (ISQ--Single Quad) | No | 702-011900 | ENVIROLABS FORM 2.0 SFT OPS 4D ON-SITE | 12800 | 12% | 11264
Thermo Scientific | Gas Chromatography Mass Spectrometry (ISQ--Single Quad) | No | 702-016600 | Pesticide Determination in Food by GC-MS | 3600 | 12% | 3168
Thermo Scientific | Gas Chromatography Mass Spectrometry (ISQ--Single Quad) | No | 702-017000 | GC and GC/MS Sample Preparation for Soli | 7190 | 12% | 6327.2
Thermo Scientific | Gas Chromatography Mass Spectrometry (ISQ--Single Quad) | No | 702-017100 | GC and GC/MS Sample Preparation for Stat | 7190 | 12% | 6327.2
Thermo Scientific | Gas Chromatography Mass Spectrometry (ISQ--Single Quad) | No | 702-022400 | 4 DAY GC/GC-MS TRNG COURSE-TI LOCATION | 2850 | 12% | 2508
Thermo Scientific | Gas Chromatography (Trace 1300/1310 standalone GC) | No | 702-022900 | 1 DAY GC TRAINING COURSE-CUSTOMER SITE | 4830 | 10% | 4347
Thermo Scientific | Gas Chromatography Mass Spectrometry (ISQ--Single Quad) | No | 702-023100 | ISQ OPERATIONS-TRAINING INSTITUE 4 DAYS | 3240 | 12% | 2851.2
Thermo Scientific | Gas Chromatography Mass Spectrometry (ISQ--Single Quad) | No | 702-023200 | ISQ OPERATIONS-CLIENT'S SITE 4 DAYS | 14400 | 12% | 12672
Thermo Scientific | Gas Chromatography Mass Spectrometry (ISQ--Single Quad) | No | 702-024300 | 1 DAY GC/GC-MS TRNG COURSE-TI LOCATION | 725 | 12% | 638
Thermo Scientific | Gas Chromatography Mass Spectrometry (ISQ--Single Quad) | No | 702-024400 | 2 DAY GC/GC-MS TRNG COURSE-TI LOCATION | 1450 | 12% | 1276
Thermo Scientific | Gas Chromatography Mass Spectrometry (ISQ--Single Quad) | No | 702-024500 | 3 DAY GC/GC-MS TRNG COURSE-TI LOCATION | 2300 | 12% | 2024
Thermo Scientific | Gas Chromatography Mass Spectrometry (ISQ--Single Quad) | No | 702-025800 | 2-D SG QUAD GC-MS LCMS TRNG-CUST SITE | 5500 | 12% | 4840
Thermo Scientific | Gas Chromatography Mass Spectrometry (ISQ--Single Quad) | No | 702-025900 | 3-D SG QUAD GC-MS LCMS TRNG-CUST SITE | 8800 | 12% | 7744
Thermo Scientific | Gas Chromatography Mass Spectrometry (ISQ--Single Quad) | No | 702-026000 | 4-D SG QUAD GC-MS LCMS TRNG-CUST SITE | 8500 | 12% | 7480
Thermo Scientific | Gas Chromatography Mass Spectrometry (ISQ--Single Quad) | No | 702-026200 | 2-DAY ION TRAP GC-MS TRNG AT CUST SITE | 5500 | 12% | 4840
Thermo Scientific | Gas Chromatography Mass Spectrometry (ISQ--Single Quad) | No | 702-026300 | 3-DAY ION TRAP GC-MS TRNG AT CUST SITE | 7000 | 12% | 6160
Thermo Scientific | Gas Chromatography Mass Spectrometry (ISQ--Single Quad) | No | 702-026400 | 4-DAY ION TRAP GC-MS TRNG OF CUST SITE | 8500 | 12% | 7480
Thermo Scientific | Gas Chromatography Mass Spectrometry (ISQ--Single Quad) | No | 702-026500 | 2-DAY TRIPLE QUAD GC-MS TRNG AT CUST SIT | 6000 | 12% | 5280
Thermo Scientific | Gas Chromatography Mass Spectrometry (ISQ--Single Quad) | No | 702-026600 | 3-Day On-site Training for Q Exactive GC or Exactive GC | 8800 | 12% | 7744
Thermo Scientific | Gas Chromatography Mass Spectrometry (ISQ--Single Quad) | No | 702-026700 | 4-DAY TRIPLE QUAD GC-MS TRNG AT CUST SIT | 10000 | 12% | 8800
Thermo Scientific | Ion Chromatography (Integrion) | No | 7050.0104A | Chromeleon 7 License Key - New | 4.29 | 100% | 0
Thermo Scientific | Ion Chromatography (Integrion) | No | 7050.0104A-ICSP | Chromeleon 7 License Key – New (for 7.2) | 4.29 | 100% | 0
Thermo Scientific | Ion Chromatography (Integrion) | No | 7050.0105-GC-GCMS | CHROMELEON 7.2 License Key - Upgrade: Order this part when upgrading an existing CHROMELEON license. You must provide the Serial Number of the existing installation. No new License Key is included, only a License File will be provided that matches the existing S/N. | 4.29 | 100% | 0
Thermo Scientific | Ion Chromatography (Integrion) | No | 7050.0107-GC-GCMS | CHROMELEON 7.2 License Key – Add-on: Order this part when adding an "add-on" to an existing CHROMELEON license. You must provide the Serial Number of the existing installation. | 4 | 100% | 0
Thermo Scientific | Molecular Spectroscopy (FTIR, Raman, NIR, NMR) | No | 714-126700 | PICOSPIN 80 SPARE CARTRIDGE | 1800 | 10% | 1620
Thermo Scientific | Ion Chromatography | No | 7200.0034-ICSP | Secure Add-On for Workgroup Edition, WE | 2740 | 8% | 2520.8
Thermo Scientific | Ion Chromatography | No | 7200.0103-ICSP | UPGRADE, MINOR, 7.x.y-7.x.(y+1) - SE/WE | 1150 | 8% | 1058
Thermo Scientific | Ion Chromatography | No | 7200.0201-ICSP | Chromeleon Workgroup Edition (WE) | 7160 | 8% | 6587.2
Thermo Scientific | HPLC (Vanquish) | No | 7200.0391-LC | Instrument Control License TFS LC Empower 3 | 8370 | 15% | 7114.5
Thermo Scientific | Ion Chromatography | No | 7200.0850-ICSP | Dell Desktop Computer for Chromeleon, Windows 10 | 2820 | 8% | 2594.4
Thermo Scientific | HPLC (Ultimate) | No | 7203.0015A | ECM7 CONTRACT IC247 TDS5 | 1160 | 20% | 928
Thermo Scientific | Ion Chromatography | No | 7300.0177-ICSP | CHROMELEON 7 PROCESS ANALYZER OPC | 3750 | 8% | 3450
Thermo Scientific | Ion Chromatography (ICS 5000) | No | 7350.0104A-ICSP | Chromeleon 7 License Code – New (for 7.3) | 0.01 | 100% | 0
Thermo Scientific | Ion Chromatography (ICS 5000) | No | 7350.0105-GC-GCMS | Chromeleon 7.3 License Code – Upgrade Required for all upgrade from a previous Chromeleon versions 6.x or 7.x to Chromeleon 7.3 installations. Order Processing needs the serial number to process the corresponding upgrade. | 4.29 | 100% | 0
Thermo Scientific | Ion Chromatography (ICS 5000) | No | 7350.0105-ICSP | CHROMELEON LICENSE CODE - Upgrade | 0.01 | 100% | 0
Thermo Scientific | Ion Chromatography (ICS 5000) | No | 7350.0107-GC-GCMS | Chromeleon 7.3 License Code – Add-on Required for all add-ons to Chromeleon 7.3 or later installations. Order Processing needs the serial number to process the corresponding upgrade. | 0.01 | 100% | 0
Thermo Scientific | GC Autosamplers | No | 76461-0033 | Strat-Trap, Vocarb 3000 | 236 | 10% | 212.4
Thermo Scientific | GC Autosamplers | No | 76472-0251 | Lumin Installation Kit, includes 5 ml syringe with Luer fitting, 10 ul syringe, and sample mount wrench - for use in Lumin only | 321 | 10% | 288.9
Thermo Scientific | GC Autosamplers | No | 76472-0254 | GC Interface cable | 583 | 10% | 524.7
Thermo Scientific | GC Autosamplers | No | 76472-0258 | Recirculating bath, refrigerated, Model 2050W. 120V, 60Hz, 11 amps, compact size - 12-1/2" x 8-3/4" footprint - for use in Aquatek 100 and Aquatek LVA | 7500 | 10% | 6750
Thermo Scientific | GC Autosamplers | No | 76472-0260 | Installation kit for 2050W water bath - for use in Aquatek 100 only | 345 | 10% | 310.5
Thermo Scientific | GC Autosamplers | No | 76472-0261 | Sample Loop, PEEK, 5 mL AquaTek-100 - for use in Aquatek 100 only | 554 | 10% | 498.6
Thermo Scientific | GC Autosamplers | No | 76472-0262 | Sample Loop, PEEK, 25 mL AquaTek-100 - for use in Aquatek 100 only | 818 | 10% | 736.2
Thermo Scientific | GC Autosamplers | No | 76472-0264 | Sample Loop, PEEK, 10 mL AquaTek-100 - for use in Aquatek 100 only | 554 | 10% | 498.6
Thermo Scientific | GC Autosamplers | No | 76472-0283 | Guardian Foam Sensor - for use in Lumin, Atomx XYZ and Atomx | 1810 | 10% | 1629
Thermo Scientific | GC Autosamplers | No | 76472-0291 | Stir Bar, Polygon 0.25 x 0.75" | 16.2 | 10% | 14.58
Thermo Scientific | GC Autosamplers | No | 76472-0300 | Lumin Purge-and-Trap Concentrator (230V) includes Tek-Link software for operation and control. Needs the Interface kit for SSL injector (P/N 19050730) | 28000 | 10% | 25200
Thermo Scientific | GC Autosamplers | No | 76472-0301 | Lumin Purge-and-Trap Concentrator (110V) includes Tek-Link software for operation and control. Needs the Interface kit for SSL injector (P/N 19050730) | 27400 | 10% | 24660
Thermo Scientific | GC Autosamplers | No | 76472-0302 | Lumin Purge-and-Trap Concentrator with Guardian Foam Sensor / Foam Eliminator. (230V) includes Tek-Link software for operation and control. Needs the Interface kit for SSL injector (P/N 19050730) | 30800 | 10% | 27720
Thermo Scientific | GC Autosamplers | No | 76472-0303 | Lumin Purge-and-Trap Concentrator with Guardian Foam Sensor / Foam Eliminator. (110V) includes Tek-Link software for operation and control. Needs the Interface kit for SSL injector (P/N 19050730) | 30200 | 10% | 27180
Thermo Scientific | GC Autosamplers | No | 76472-0350 | Foam Sensor/Eliminator field upgrade kit - for use in Lumin only | 3380 | 10% | 3042
Thermo Scientific | GC Autosamplers | No | 76472-1252 | Pressurized Water Reservoir for Aquatek 100 & LVA. Provides an additional/spare reservoir to the system. | 910 | 10% | 819
Thermo Scientific | GC Autosamplers | No | 76472-1256 | AquaTek LVA Waters Autosampler - for use in Lumin & Velocity only. Universal voltage with 5 mL PEEK sample loop. 84 vial (40 mL) capacity, with 2 position variable dosing standard valves. Includes chiller tray, blank water reservoir, start up kit, required software for Velocity operation (SW is included in the Lumin) | 25200 | 10% | 22680
Thermo Scientific | GC Autosamplers | No | 76472-1257 | Automated pH module for unattended pH monitoring and data logging - for use in Aquatek LVA, Upgrade Kit | 5750 | 10% | 5175
Thermo Scientific | GC Autosamplers | No | 76472-1261 | Sample Loop, PEEK, 5ml AQUATek LVA - for use with Aquatek LVA only | 429 | 10% | 386.1
Thermo Scientific | GC Autosamplers | No | 76472-1262 | Sample Loop, PEEK, 25ml AQUATek LVA - for use with Aquatek LVA only | 633 | 10% | 569.7
Thermo Scientific | GC Autosamplers | No | 76472-1263 | Sample Loop, PEEK, 20ml AQUATek LVA - for use with Aquatek LVA only | 477 | 10% | 429.3
Thermo Scientific | GC Autosamplers | No | 76472-1264 | Sample Loop, PEEK, 10ml AQUATek LVA - for use with Aquatek LVA only | 429 | 10% | 386.1
Thermo Scientific | GC Autosamplers | No | 76472-4100 | ATOMX XYZ automated sample prep system 110VAC. Includes Atomx XYZ Teklink and USB cable.Needs the Interface kit for SSL injector (P/N 19050730) | 65700 | 10% | 59130
Thermo Scientific | GC Autosamplers | No | 76472-4101 | ATOMX XYZ automated sample prep system 230VAC. Includes Atomx XYZ Teklink and USB cable.Needs the Interface kit for SSL injector (P/N 19050730) | 65700 | 10% | 59130
Thermo Scientific | GC Autosamplers | No | 76472-4102 | ATOMX XYZ with chiller tray 110VAC. Includes Atomx XYZ Teklink and USB cable.System also requires a re-circulating bath for cooling operation. Needs the Interface kit for SSL injector (P/N 19050730) | 54600 | 10% | 49140
Thermo Scientific | GC Autosamplers | No | 76472-4103 | ATOMX XYZ with chiller tray 230VAC. Includes Atomx XYZ Teklink and USB cable. System also requires a re-circulating bath for cooling operation.Needs the Interface kit for SSL injector (P/N 19050730) | 71300 | 10% | 64170
Thermo Scientific | GC Autosamplers | No | 76472-4104 | ATOMX XYZ with foam prevention 110VAC. Includes Atomx XYZ Teklink and USB cable.Needs the Interface kit for SSL injector (P/N 19050730) | 67500 | 10% | 60750
Thermo Scientific | GC Autosamplers | No | 76472-4105 | ATOMX XYZ with foam prevention 230VAC. Includes Atomx XYZ Teklink and USB cable.Needs the Interface kit for SSL injector (P/N 19050730) | 67500 | 10% | 60750
Thermo Scientific | GC Autosamplers | No | 76472-4106 | ATOMX XYZ with chiller & anti foam 110VAC. Includes Atomx XYZ Teklink and USB cable. System also requires a re-circulating bath for cooling operation. Needs the Interface kit for SSL injector (P/N 19050730) | 72800 | 10% | 65520
Thermo Scientific | GC Autosamplers | No | 76472-4107 | ATOMX XYZ with chiller & anti foam 230VAC. Includes Atomx XYZ Teklink and USB cable.System also requires a re-circulating bath for cooling operation. Needs the Interface kit for SSL injector (P/N 19050730) | 72800 | 10% | 65520
Thermo Scientific | GC Autosamplers | No | 76472-4108 | Kit, Atomx XYZ Eliminator - for use in Atomx XYZ Upgrade only | 3690 | 10% | 3321
Thermo Scientific | GC Autosamplers | No | 76472-4109 | Chiller - for use in Atomx XYZ Upgrade only | 8040 | 10% | 7236
Thermo Scientific | GC Autosamplers | No | 76472-4112 | Box and Foam - for use in Atomx XYZ Upgrade only | 761 | 10% | 684.9
Thermo Scientific | GC Autosamplers | No | 76472-4113 | Teklink, CD - for use in Atomx XYZ only | 190 | 10% | 171
Thermo Scientific | GC Autosamplers | No | 76472-4114 | USB Cable 5M | 57.5 | 10% | 51.75
Thermo Scientific | GC Autosamplers | No | 76472-4115 | Kit, Foam Eliminator Upgr. Atomx XYZ SMC | 3530 | 10% | 3177
Thermo Scientific | GC Autosamplers | No | 76472-8100 | Sparger, 5ml fritted kit (included w/ Lumin) - for use in Lumin only | 174 | 10% | 156.6
Thermo Scientific | GC Autosamplers | No | 76472-8101 | Sparger kit, 25ml fritted - for use in Lumin only | 205 | 10% | 184.5
Thermo Scientific | GC Autosamplers | No | 76472-8102 | Sparger kit, 5ml fritless - for use in Lumin only | 163 | 10% | 146.7
Thermo Scientific | GC Autosamplers | No | 76472-8104 | Sparger kit, 5ml needle - for use in Lumin only | 464 | 10% | 417.6
Thermo Scientific | GC Autosamplers | No | 76472-8105 | Sparger kit, 25ml needle - for use in Lumin only | 464 | 10% | 417.6
Thermo Scientific | Gas Chromatography Mass Spectrometry (DFS) | No | 76715-0002 | Wiley library, 9th Edition | 15000 | 5% | 14250
Thermo Scientific | GC Autosamplers | No | 76715-0003 | Wiley Registry Mass Spectral 10 Ed Upgr | 11800 | 10% | 10620
Thermo Scientific | GC Autosamplers | No | 76715-0006 | WILEY MS OF PESTICIDES 2009 | 3030 | 10% | 2727
Thermo Scientific | Gas Chromatography Mass Spectrometry (ISQ--Single Quad) | No | 76715-0018 | WILEY MS PHYS ACTIVE SUBSTANCES 2011 | 8260 | 12% | 7268.8
Thermo Scientific | GC Autosamplers | No | 76715-0023 | Pesticides MS Library With LRI | 2510 | 10% | 2259
Thermo Scientific | Gas Chromatography Mass Spectrometry (ISQ--Single Quad) | No | 76715-0024 | Wiley Registry 10th Edition / NIST 11 MS | 22000 | 12% | 19360
Thermo Scientific | Gas Chromatography Mass Spectrometry (ISQ--Single Quad) | No | 76715-0026 | MS LIB DRUGS/POI/POL/MET (MPW) -2011 | 13900 | 12% | 12232
Thermo Scientific | Gas Chromatography Mass Spectrometry (ISQ--Single Quad) | No | 76715-0027 | MS LIB DRUGS/POI/POL/MET 2011 - UPGR | 6940 | 12% | 6107.2
Thermo Scientific | Gas Chromatography Mass Spectrometry (ISQ--Single Quad) | No | 76715-0028 | WILEY MS FLAVORS/FRAGRANCES 3rd ED | 5960 | 12% | 5244.8
Thermo Scientific | Gas Chromatography Mass Spectrometry (ISQ--Single Quad) | No | 76715-0030 | Wiley FAMEs MS Library | 3960 | 12% | 3484.8
Thermo Scientific | Gas Chromatography Mass Spectrometry (ISQ--Single Quad) | No | 76715-0033 | Mass Spectral Library of Drugs, Poisons, Pesticides, Pollutants, and Their Metabolites 5th Edition | 17900 | 12% | 15752
Thermo Scientific | Gas Chromatography Mass Spectrometry (ISQ--Single Quad) | No | 76715-0034 | Mass Spectral Library of Drugs, Poisons, Pesticides, Pollutants, and Their Metabolites 5th Edition, Upgrade | 9340 | 12% | 8219.2
Thermo Scientific | Gas Chromatography Mass Spectrometry (ISQ--Single Quad) | No | 76715-0037 | Pesticides Mass Spectral Library With LRI, 2nd Edition | 3320 | 12% | 2921.6
Thermo Scientific | Gas Chromatography Mass Spectrometry (ISQ--Single Quad) | No | 76715-0038 | Pesticides Mass Spectral Library With LRI, 2nd Edition (Upgrade) | 1910 | 12% | 1680.8
Thermo Scientific | Gas Chromatography Mass Spectrometry (ISQ--Single Quad) | No | 76715-0039 | Lipids Mass Spectral Database | 2020 | 12% | 1777.6
Thermo Scientific | Gas Chromatography Mass Spectrometry (ISQ--Single Quad) | No | 76715-0040 | Lipids Mass Spectral Database (Upgrade) | 1390 | 12% | 1223.2
Thermo Scientific | Gas Chromatography Mass Spectrometry (ISQ--Single Quad) | No | 76715-0045 | Wiley Registry of Mass Spectral Data, 12th Edition, Full Version (817,290 spectra, 668,435 compounds) | 16900 | 12% | 14872
Thermo Scientific | Gas Chromatography Mass Spectrometry (ISQ--Single Quad) | No | 76715-0046 | Wiley Registry of Mass Spectral Data, 12th Edition, Upgrade(817,290 spectra, 668,435 compounds) | 11800 | 12% | 10384
Thermo Scientific | Gas Chromatography Mass Spectrometry (ISQ--Single Quad) | No | 76715-0047-PROMO | Wiley Registry 12th Edition / NIST 2020 Mass Spectral Library - Special promo price | 8110 | 12% | 7136.8
Thermo Scientific | Gas Chromatography Mass Spectrometry (ISQ--Single Quad) | No | 76715-0048 | Wiley Designer Drugs 2020 | 9470 | 12% | 8333.6
Thermo Scientific | Gas Chromatography Mass Spectrometry (ISQ--Single Quad) | No | 76715-0049 | Wiley Designer Drugs 2020 Upgrade | 4970 | 12% | 4373.6
Thermo Scientific | Gas Chromatography Mass Spectrometry (ISQ--Single Quad) | No | 77010-2001 | TriPlus 300 Headspace Sampler | 36800 | 12% | 32384
Thermo Scientific | Gas Chromatography Mass Spectrometry (ISQ--Single Quad) | No | 77010-2002 | Barcode reader TriPlus 300 HS | 4020 | 12% | 3537.6
Thermo Scientific | Gas Chromatography Mass Spectrometry (ISQ--Single Quad) | No | 77010-2003 | Vial Tray Cooler TriPlus 300 HS | 5330 | 12% | 4690.4
Thermo Scientific | Gas Chromatography Mass Spectrometry (ISQ--Single Quad) | No | 77010-2004 | 60 Vial Tray TriPlus300 HS | 2710 | 12% | 2384.8
Thermo Scientific | Gas Chromatography Mass Spectrometry (ISQ--Single Quad) | No | 77010-2005 | arrier Gas opt TriPlus 300 HS | 4620 | 12% | 4065.6
Thermo Scientific | Gas Chromatography Mass Spectrometry (ISQ--Single Quad) | No | 77010-2006 | Extd Transf Line TriPlus 300HS | 2270 | 12% | 1997.6
Thermo Scientific | GC Autosamplers | No | 77010-2007 | TRACE1300 SSL adapt TriPlus300 | 240 | 10% | 216
Thermo Scientific | GC Autosamplers | No | 77010-2008 | TraceGC Ultra inj adpt TriPlus | 243 | 10% | 218.7
Thermo Scientific | GC Autosamplers | No | 77010-2009 | Sampling Loop 0.5mL TriPlus300 | 893 | 10% | 803.7
Thermo Scientific | GC Autosamplers | No | 77010-2012 | Sampling Loop 1mL TriPlus300 | 1630 | 10% | 1467
Thermo Scientific | GC Autosamplers | No | 77010-2013 | Tray 120 vials TriPlus 300 HS | 3640 | 10% | 3276
Thermo Scientific | GC Autosamplers | No | 77010-2015 | TriPlus300 agilent septum nut | 280 | 10% | 252
Thermo Scientific | GC Autosamplers | No | 77010-2016 | TriPlus300 shimadzu septum nut | 280 | 10% | 252
Thermo Scientific | Molecular Spectroscopy (FTIR, Raman, NIR, NMR) | No | 833-036200 | OMNIC SPECTA STANDARD FOR FTIR | 2582 | 10% | 2323.8
Thermo Scientific | Molecular Spectroscopy (FTIR, Raman, NIR, NMR) | No | 833-036300 | OMNIC SPECTA POLYMER LAB | 6480 | 10% | 5832
Thermo Scientific | Molecular Spectroscopy (FTIR, Raman, NIR, NMR) | No | 833-036400 | OMNIC SPECTA FORENSIC LAB | 4509 | 10% | 4058.1
Thermo Scientific | Molecular Spectroscopy (FTIR, Raman, NIR, NMR) | No | 833-036500 | OMNIC SPECTA FTIR COMPLETE | 13013 | 10% | 11711.7
Thermo Scientific | Molecular Spectroscopy (FTIR, Raman, NIR, NMR) | No | 833-036600 | OMNIC SPECTA TGA-IR | 3631 | 10% | 3267.9
Thermo Scientific | Molecular Spectroscopy (FTIR, Raman, NIR, NMR) | No | 833-036800 | OMNIC SPECTA RAMAN STANDARD | 2048 | 10% | 1843.2
Thermo Scientific | Molecular Spectroscopy (FTIR, Raman, NIR, NMR) | No | 833-043700 | OMNIC Specta Nicolet iS50 Edition | 15798 | 10% | 14218.2
Thermo Scientific | Molecular Spectroscopy (FTIR, Raman, NIR, NMR) | No | 833-056200 | MNOVA STD SOFT PERPETUAL - EDU | 1146 | 10% | 1031.4
Thermo Scientific | Molecular Spectroscopy (FTIR, Raman, NIR, NMR) | No | 833-056400 | MNOVA PREDICT PERPETUAL - EDU | 854 | 10% | 768.6
Thermo Scientific | Molecular Spectroscopy (FTIR, Raman, NIR, NMR) | No | 834-004001 | HR ALD RMN COND PH CD | 19005 | 10% | 17104.5
Thermo Scientific | Molecular Spectroscopy (FTIR, Raman, NIR, NMR) | No | 834-005501 | HR SIGMA BIO COND PHASE LIB | 13870 | 10% | 12483
Thermo Scientific | Molecular Spectroscopy (FTIR, Raman, NIR, NMR) | No | 834-006300 | HR ALD VAPOR PH LIB L | 7658 | 10% | 6892.2
Thermo Scientific | Molecular Spectroscopy (FTIR, Raman, NIR, NMR) | No | 834-006600 | HR NIC VAPOR PH LIB L | 14352 | 10% | 12916.8
Thermo Scientific | Molecular Spectroscopy (FTIR, Raman, NIR, NMR) | No | 834-006900 | HR EPA VAPOR PH LIB L | 3438 | 10% | 3094.2
Thermo Scientific | Molecular Spectroscopy (FTIR, Raman, NIR, NMR) | No | 834-007200 | HR NIC TGA VAPOR PH LIB L | 1564 | 10% | 1407.6
Thermo Scientific | Molecular Spectroscopy (FTIR, Raman, NIR, NMR) | No | 834-007501 | 3.2 HR GEORGIA ST CRIME DRUG LIB L | 2303 | 10% | 2072.7
Thermo Scientific | Molecular Spectroscopy (FTIR, Raman, NIR, NMR) | No | 834-007800 | HR TORONTO FOREN LIB L | 5704 | 10% | 5133.6
Thermo Scientific | Molecular Spectroscopy (FTIR, Raman, NIR, NMR) | No | 834-008101 | 3.1 HR SIGMA STERIODS LIB L | 6507 | 10% | 5856.3
Thermo Scientific | Molecular Spectroscopy (FTIR, Raman, NIR, NMR) | No | 834-008300 | HR POLY ADD PLASTICIZER LIB L | 4531 | 10% | 4077.9
Thermo Scientific | Molecular Spectroscopy (FTIR, Raman, NIR, NMR) | No | 834-008601 | HR HUMMEL POLY & ADD LIB L | 4135 | 10% | 3721.5
Thermo Scientific | Molecular Spectroscopy (FTIR, Raman, NIR, NMR) | No | 834-009400 | HR FLAV & FRAG LIB L | 1853 | 10% | 1667.7
Thermo Scientific | Molecular Spectroscopy (FTIR, Raman, NIR, NMR) | No | 834-010300 | HR FOOD ADDITIVES LIB L | 1446 | 10% | 1301.4
Thermo Scientific | Molecular Spectroscopy (FTIR, Raman, NIR, NMR) | No | 834-010600 | HR INDUSTRIAL COAT LIB L | 5704 | 10% | 5133.6
Thermo Scientific | Molecular Spectroscopy (FTIR, Raman, NIR, NMR) | No | 834-010901 | HR COATINGS TECHNOLOGY LIB | 6908 | 10% | 6217.2
Thermo Scientific | Molecular Spectroscopy (FTIR, Raman, NIR, NMR) | No | 834-011100 | 1.1 DR SYNTHETIC FIB LIB CD L | 1049 | 10% | 944.1
Thermo Scientific | Molecular Spectroscopy (FTIR, Raman, NIR, NMR) | No | 834-011401 | HR HAZ CHEM COND PHASE LIB | 1254 | 10% | 1128.6
Thermo Scientific | Molecular Spectroscopy (FTIR, Raman, NIR, NMR) | No | 834-011701 | 3.2 HR HAZ CHEM VAPOR PHASE LIB L | 799 | 10% | 719.1
Thermo Scientific | Molecular Spectroscopy (FTIR, Raman, NIR, NMR) | No | 834-012000 | HR RUB COMP MATL COND PH LIB L | 1339 | 10% | 1205.1
Thermo Scientific | Molecular Spectroscopy (FTIR, Raman, NIR, NMR) | No | 834-014101 | 1.3 HR RAMAN POLYMER LIB L | 507 | 10% | 456.3
Thermo Scientific | Molecular Spectroscopy (FTIR, Raman, NIR, NMR) | No | 834-014201 | 1.2 HR RAMAN FORENSIC LIB L | 947 | 10% | 852.3
Thermo Scientific | Molecular Spectroscopy (FTIR, Raman, NIR, NMR) | No | 834-016000 | HR NIC LUB OIL LIB L | 4895 | 10% | 4405.5
Thermo Scientific | Molecular Spectroscopy (FTIR, Raman, NIR, NMR) | No | 834-016201 | HR ALD FTIR COLL EDIT 2 LIB | 16119 | 10% | 14507.1
Thermo Scientific | Molecular Spectroscopy (FTIR, Raman, NIR, NMR) | No | 834-025800 | HR INRGNCS LIB L | 6186 | 10% | 5567.4
Thermo Scientific | Molecular Spectroscopy (FTIR, Raman, NIR, NMR) | No | 834-088200 | ARRAY AUTOMATION FOR OMNIC 9 | 5891 | 10% | 5301.9
Thermo Scientific | Molecular Spectroscopy (FTIR, Raman, NIR, NMR) | No | 834-088500 | SERIES DATA COLLECT FOR OMNIC 9 | 3053 | 10% | 2747.7
Thermo Scientific | Molecular Spectroscopy (FTIR, Raman, NIR, NMR) | No | 834-088700 | TQ ANALYST PROFESSIONAL FOR OMNIC 9 | 4006 | 10% | 3605.4
Thermo Scientific | Molecular Spectroscopy (FTIR, Raman, NIR, NMR) | No | 834-090700 | OMNIC ATLUS FOR OMNIC 9 | 5516 | 10% | 4964.4
Thermo Scientific | Molecular Spectroscopy (FTIR, Raman, NIR, NMR) | No | 834-095900 | TQ ANALYST PRO 9 CHEMOMETRICS ADD-ON | 2003 | 10% | 1802.7
Thermo Scientific | Molecular Spectroscopy (FTIR, Raman, NIR, NMR) | No | 834-103400 | ValPro Nicolet Series FT-IR System Qualification-US Binder | 887 | 8% | 816.04
Thermo Scientific | Molecular Spectroscopy (FTIR, Raman, NIR, NMR) | No | 840-095700 | ANTR SAMPLE CUP SPINNER ACCY L | 3931 | 10% | 3537.9
Thermo Scientific | Molecular Spectroscopy (FTIR, Raman, NIR, NMR) | No | 840-128900 | X700 GE ON KBR ON AXIS BEAMSPLITTER | 9184 | 10% | 8265.6
Thermo Scientific | Molecular Spectroscopy (FTIR, Raman, NIR, NMR) | No | 840-129300 | X700 QUARTZ ON & OFF AXIS BEAMSPLITTER | 14245 | 10% | 12820.5
Thermo Scientific | Molecular Spectroscopy (FTIR, Raman, NIR, NMR) | No | 840-129400 | X700 SOLID SUB FAR-IR ON AXIS BEAMSPLITR | 13334 | 10% | 12000.6
Thermo Scientific | Molecular Spectroscopy (FTIR, Raman, NIR, NMR) | No | 840-129500 | X700 SI ON CAF2 ON AXIS BEAMSPLITTER | 13816 | 10% | 12434.4
Thermo Scientific | Molecular Spectroscopy (FTIR, Raman, NIR, NMR) | No | 840-140900 | X700 XT-KBR ON AXIS BEAMSPLITTER | 14084 | 10% | 12675.6
Thermo Scientific | Molecular Spectroscopy (FTIR, Raman, NIR, NMR) | No | 840-147800 | FAST MAP MOTORIZED STAGE L | 23455 | 10% | 21109.5
Thermo Scientific | Molecular Spectroscopy (FTIR, Raman, NIR, NMR) | No | 840-185900 | DXR BRIGHT FIELD ILLUMINATION OPTION | 6090 | 10% | 5481
Thermo Scientific | Molecular Spectroscopy (FTIR, Raman, NIR, NMR) | No | 840-186700 | DXR TRINOCULAR VIEWER | 11130 | 10% | 10017
Thermo Scientific | Molecular Spectroscopy (FTIR, Raman, NIR, NMR) | No | 840-188400 | DXR UNIVERSAL PLATFORM SAMPLING ACCY | 11918 | 10% | 10726.2
Thermo Scientific | Molecular Spectroscopy (FTIR, Raman, NIR, NMR) | No | 840-192100 | iS10 SAMPLE COMPARTMENT EXTENSION KIT | 486 | 10% | 437.4
Thermo Scientific | Molecular Spectroscopy (FTIR, Raman, NIR, NMR) | No | 840-192500 | iS10-iS20 TRANSMISSION ACCESSORY | 646 | 8% | 594.32
Thermo Scientific | Molecular Spectroscopy (FTIR, Raman, NIR, NMR) | No | 840-192700 | iS10 INTERNAL/EXTERNAL BEAM OPTION | 2989 | 10% | 2690.1
Thermo Scientific | Molecular Spectroscopy (FTIR, Raman, NIR, NMR) | No | 840-194800 | NICOLET IN10 GE TIP ATR ACCY | 10389 | 10% | 9350.1
Thermo Scientific | Molecular Spectroscopy (FTIR, Raman, NIR, NMR) | No | 840-198300 | DXR XL MOTORIZED STAGE | 18638 | 10% | 16774.2
Thermo Scientific | Molecular Spectroscopy (FTIR, Raman, NIR, NMR) | No | 840-198800 | NICOLET IN10 MAPPING STAGE | 21742 | 10% | 19567.8
Thermo Scientific | Molecular Spectroscopy (FTIR, Raman, NIR, NMR) | No | 840-199600 | NICOLET IN10 MANUAL STAGE | 3631 | 10% | 3267.9
Thermo Scientific | Molecular Spectroscopy (FTIR, Raman, NIR, NMR) | No | 840-199700 | NICOLET IN10 AUTOMATED VISABLE POLARIZER | 5313 | 10% | 4781.7
Thermo Scientific | Molecular Spectroscopy (FTIR, Raman, NIR, NMR) | No | 840-205700 | DXR XL MOTORIZED STAGE W ATLUS | 22260 | 10% | 20034
Thermo Scientific | Molecular Spectroscopy (FTIR, Raman, NIR, NMR) | No | 840-225800 | Imaging ATR Accessory for Microscopy | 17672 | 10% | 15904.8
Thermo Scientific | Molecular Spectroscopy (FTIR, Raman, NIR, NMR) | No | 840-228300 | IS50 GCIR 110V SYSTEM | 52694 | 10% | 47424.6
Thermo Scientific | Molecular Spectroscopy (FTIR, Raman, NIR, NMR) | No | 840-229200 | IS50 MCT-A DETECTOR N2 COOL CDTE WIN | 10657 | 10% | 9591.3
Thermo Scientific | Molecular Spectroscopy (FTIR, Raman, NIR, NMR) | No | 840-229300 | IS50 FOCUSED EMISSION BEAM IMPORT | 3728 | 10% | 3355.2
Thermo Scientific | Molecular Spectroscopy (FTIR, Raman, NIR, NMR) | No | 840-230600 | IS50 ATR FULL ASY | 21153 | 10% | 19037.7
Thermo Scientific | Molecular Spectroscopy (FTIR, Raman, NIR, NMR) | No | 840-230700 | IS50 ABX BEAMSPLITTER EXCHANGER | 15744 | 10% | 14169.6
Thermo Scientific | Molecular Spectroscopy (FTIR, Raman, NIR, NMR) | No | 840-231000 | IS50 PBSE DETECTOR SAPPHIRE WINDOW | 10871 | 10% | 9783.9
Thermo Scientific | Molecular Spectroscopy (FTIR, Raman, NIR, NMR) | No | 840-231100 | IS50 TEC INGAAS DETECTOR | 13549 | 10% | 12194.1
Thermo Scientific | Molecular Spectroscopy (FTIR, Raman, NIR, NMR) | No | 840-231200 | IS50 INGAAS DETECTOR | 10764 | 10% | 9687.6
Thermo Scientific | Molecular Spectroscopy (FTIR, Raman, NIR, NMR) | No | 840-231400 | IS50 SILICON DETECTOR QUARTZ WINDOW | 11192 | 10% | 10072.8
Thermo Scientific | Molecular Spectroscopy (FTIR, Raman, NIR, NMR) | No | 840-231500 | IS50 DTGS DETECTOR POLYETHYLENE WINDOW | 11567 | 10% | 10410.3
Thermo Scientific | Molecular Spectroscopy (FTIR, Raman, NIR, NMR) | No | 840-232500 | IS50 NIR MODULE INTG SPHERE AND FIB OPT | 29453 | 10% | 26507.7
Thermo Scientific | Molecular Spectroscopy (FTIR, Raman, NIR, NMR) | No | 840-232600 | IS50 NIR MODULE INTEGRATING SPHERE ONLY | 23991 | 10% | 21591.9
Thermo Scientific | Molecular Spectroscopy (FTIR, Raman, NIR, NMR) | No | 840-232900 | IS50 COLLIMATED EMISSION BEAM LEFT SIDE | 7658 | 10% | 6892.2
Thermo Scientific | Molecular Spectroscopy (FTIR, Raman, NIR, NMR) | No | 840-233000 | IS50 ABX WITH SS | 22706 | 10% | 20435.4
Thermo Scientific | Molecular Spectroscopy (FTIR, Raman, NIR, NMR) | No | 840-233100 | IS50 ABX WITH CAF2 | 23562 | 10% | 21205.8
Thermo Scientific | Molecular Spectroscopy (FTIR, Raman, NIR, NMR) | No | 840-233200 | IS50 ABX WITH SS & CAF2 | 28275 | 10% | 25447.5
Thermo Scientific | Molecular Spectroscopy (FTIR, Raman, NIR, NMR) | No | 840-233300 | IS50 PURGE SHUTTER KIT | 3053 | 10% | 2747.7
Thermo Scientific | Molecular Spectroscopy (FTIR, Raman, NIR, NMR) | No | 840-233600 | IS50 RAMAN MODULE | 80861 | 10% | 72774.9
Thermo Scientific | Molecular Spectroscopy (FTIR, Raman, NIR, NMR) | No | 840-233700 | IS50 MCT-HIGH D DET W/CDTE WINDOW | 12585 | 10% | 11326.5
Thermo Scientific | Molecular Spectroscopy (FTIR, Raman, NIR, NMR) | No | 840-233800 | IS50 MCT-B WIDE RANGE W/KRS-5 WINDOW | 10871 | 10% | 9783.9
Thermo Scientific | Molecular Spectroscopy (FTIR, Raman, NIR, NMR) | No | 840-233900 | IS50 LN2 INSB DET W/CDTE WINDOW | 19118 | 10% | 17206.2
Thermo Scientific | Molecular Spectroscopy (FTIR, Raman, NIR, NMR) | No | 840-234400 | IS50 BOLOMETER MOUNT WITH XFER OPTICS | 9961 | 10% | 8964.9
Thermo Scientific | Molecular Spectroscopy (FTIR, Raman, NIR, NMR) | No | 840-234500 | IS50 DUAL CHANNEL OPTION | 8542 | 10% | 7687.8
Thermo Scientific | Molecular Spectroscopy (FTIR, Raman, NIR, NMR) | No | 840-234600 | IS50 TRS PV .5X.5 50 MHZ N2 MCT CDTE WIN | 14650 | 10% | 13185
Thermo Scientific | Molecular Spectroscopy (FTIR, Raman, NIR, NMR) | No | 840-234700 | IS50 TRS PV 1X1 20 MHZ N2 MCT CDTE WIN | 14400 | 10% | 12960
Thermo Scientific | Molecular Spectroscopy (FTIR, Raman, NIR, NMR) | No | 840-234800 | S50 TRS PC 1X1 175 KHZ N2 MCT CDTE WIN | 19278 | 10% | 17350.2
Thermo Scientific | Molecular Spectroscopy (FTIR, Raman, NIR, NMR) | No | 840-235100 | IS50 SABIR FIBER PROBE 2M | 13656 | 10% | 12290.4
Thermo Scientific | Molecular Spectroscopy (FTIR, Raman, NIR, NMR) | No | 840-235300 | IS50 RESEARCH MODULE RIGHT SIDE | 10684 | 10% | 9615.6
Thermo Scientific | Molecular Spectroscopy (FTIR, Raman, NIR, NMR) | No | 840-236100 | IS50 ABX WITH SS & PE-DTGS DET | 29560 | 10% | 26604
Thermo Scientific | Molecular Spectroscopy (FTIR, Raman, NIR, NMR) | No | 840-236200 | IS50 ABX WITH CAF2 & INGAAS DET | 29560 | 10% | 26604
Thermo Scientific | Molecular Spectroscopy (FTIR, Raman, NIR, NMR) | No | 840-236300 | IS50 ABX WITH SS, CAF2, PE-DTGS & INGAAS | 37753 | 10% | 33977.7
Thermo Scientific | Molecular Spectroscopy (FTIR, Raman, NIR, NMR) | No | 840-236400 | IS50 ABX WITH QUARTZ | 20189 | 10% | 18170.1
Thermo Scientific | Molecular Spectroscopy (FTIR, Raman, NIR, NMR) | No | 840-236500 | IS50 ABX WITH QUARTZ & SI W/ QTZ WIN DET | 25490 | 10% | 22941
Thermo Scientific | Molecular Spectroscopy (FTIR, Raman, NIR, NMR) | No | 840-240300 | IS50 COLLIMATED EMISSION BEAM RIGHT SIDE | 9532 | 10% | 8578.8
Thermo Scientific | Molecular Spectroscopy (FTIR, Raman, NIR, NMR) | No | 840-240400 | 2DXR 455NM (BLUE) EXCITATION LASER SET | 38115 | 10% | 34303.5
Thermo Scientific | Molecular Spectroscopy (FTIR, Raman, NIR, NMR) | No | 840-241200 | IS50 RESEARCH MODULE LEFT SIDE | 10684 | 10% | 9615.6
Thermo Scientific | Molecular Spectroscopy (FTIR, Raman, NIR, NMR) | No | 840-242100 | TRS 200MSPS EXTERNAL DIGITIZER KIT | 21742 | 10% | 19567.8
Thermo Scientific | Molecular Spectroscopy (FTIR, Raman, NIR, NMR) | No | 840-248500 | 101354 PICOSPIN LAB KIT - 1/16 IN | 663 | 10% | 596.7
Thermo Scientific | Molecular Spectroscopy (FTIR, Raman, NIR, NMR) | No | 840-254200 | IS50 TGA W/ SERIES & MERCURY TGA | 19064 | 10% | 17157.6
Thermo Scientific | Molecular Spectroscopy (FTIR, Raman, NIR, NMR) | No | 840-270900 | DXR 532NM HI BRIGHT EXCITATION SET POL | 25725 | 10% | 23152.5
Thermo Scientific | Molecular Spectroscopy (FTIR, Raman, NIR, NMR) | No | 840-271000 | DXR 633NM HI BRIGHT EXCITATION SET POL | 26250 | 10% | 23625
Thermo Scientific | Molecular Spectroscopy (FTIR, Raman, NIR, NMR) | No | 840-272400 | DXR 785NM HIGH BRIGHT EXCITATION SET | 23940 | 10% | 21546
Thermo Scientific | Molecular Spectroscopy (FTIR, Raman, NIR, NMR) | No | 840-280600 | PICOSPIN TEACHING KIT - 1/16 IN | 683 | 10% | 614.7
Thermo Scientific | Molecular Spectroscopy (FTIR, Raman, NIR, NMR) | No | 840-285500 | DXR3 Flex, iXR 455 nm (blue) Excitation Laser Set | 33863 | 8% | 31153.96
Thermo Scientific | Molecular Spectroscopy (FTIR, Raman, NIR, NMR) | No | 840-285600 | DXR3 Flex, iXR 532 nm (green) Excitation Laser Set | 24255 | 8% | 22314.6
Thermo Scientific | Molecular Spectroscopy (FTIR, Raman, NIR, NMR) | No | 840-285900 | DXR3 Flex, iXR 785 nm (NIR) High Brightness Excitation Laser Set | 23730 | 8% | 21831.6
Thermo Scientific | Molecular Spectroscopy (FTIR, Raman, NIR, NMR) | No | 840-286000 | DXR3 Flex, iXR 785 nm (NIR) High Power Excitation Laser Set | 22575 | 8% | 20769
Thermo Scientific | Molecular Spectroscopy (FTIR, Raman, NIR, NMR) | No | 840-305300 | External beam mirror for Nicolet iS20 | 2346 | 8% | 2158.32
Thermo Scientific | Molecular Spectroscopy (FTIR, Raman, NIR, NMR) | No | 840-319200 | SUMMIT TRANSMISSION ID1 ACCY | 368 | 8% | 338.56
Thermo Scientific | Molecular Spectroscopy (FTIR, Raman, NIR, NMR) | No | 840-323200 | DXR 532NM HP EXCITATION WAVELENGTH SET | 32445 | 8% | 29849.4
Thermo Scientific | Molecular Spectroscopy (FTIR, Raman, NIR, NMR) | No | 840-324800 | DXR 633NM HP EXCITATION WAVELENGTH SET | 31658 | 8% | 29125.36
Thermo Scientific | Molecular Spectroscopy (FTIR, Raman, NIR, NMR) | No | 840-324900 | DXR3 Flex, iXR 633 HP Frequency Laser Set | 41580 | 8% | 38253.6
Thermo Scientific | Molecular Spectroscopy (FTIR, Raman, NIR, NMR) | No | 840-327300 | ASSY RAPTIR IS50 RIGHT SIDE INTERFACE | 1414 | 8% | 1300.88
Thermo Scientific | Molecular Spectroscopy (FTIR, Raman, NIR, NMR) | No | 840-329100 | DXR3 Flex, iXR 532 High Power Excitation Laser Set | 25935 | 8% | 23860.2
Thermo Scientific | Molecular Spectroscopy (FTIR, Raman, NIR, NMR) | No | 840-332400 | RaptIR camera only monocular | 2549 | 8% | 2345.08
Thermo Scientific | Molecular Spectroscopy (FTIR, Raman, NIR, NMR) | No | 840-332500 | RAPTIR TRINOCULAR VIEWER | 3310 | 8% | 3045.2
Thermo Scientific | Molecular Spectroscopy (FTIR, Raman, NIR, NMR) | No | 840-332600 | RAPTIR GE-TIP ATR | 9318 | 8% | 8572.56
Thermo Scientific | Molecular Spectroscopy (FTIR, Raman, NIR, NMR) | No | 840-332700 | RAPTIR JOYSTICK | 764 | 8% | 702.88
Thermo Scientific | Molecular Spectroscopy (FTIR, Raman, NIR, NMR) | No | 840-341800 | Stage Micrometer | 1543 | 8% | 1419.56
Thermo Scientific | Molecular Spectroscopy (FTIR, Raman, NIR, NMR) | No | 840-346800 | DXR3 Flex Fiber Launcher | 6747 | 8% | 6207.24
Thermo Scientific | Molecular Spectroscopy (FTIR, Raman, NIR, NMR) | No | 840-371700 | PURGE KIT DUAL ZONE | 734 | 8% | 675.28
Thermo Scientific | Molecular Spectroscopy (FTIR, Raman, NIR, NMR) | No | 840-374500 | RaptIR+ MCT-B (7,800 - 450 cm-1) | 9318 | 8% | 8572.56
Thermo Scientific | Molecular Spectroscopy (FTIR, Raman, NIR, NMR) | No | 840-374600 | RaptIR+ InGaAs (11,700 - 3,800 cm-1) | 9318 | 8% | 8572.56
Thermo Scientific | Molecular Spectroscopy (FTIR, Raman, NIR, NMR) | No | 840-382100 | RaptIR+ MCT-A (7,800-650 cm-1) | 8836 | 8% | 8129.12
Thermo Scientific | Molecular Spectroscopy (FTIR, Raman, NIR, NMR) | No | 840-384300 | RaptIR Plus Interface for Right Side of Nicolet iS50 | 4081 | 8% | 3754.52
Thermo Scientific | Molecular Spectroscopy (FTIR, Raman, NIR, NMR) | No | 840-384400 | RaptIR Plus Interface for Nicolet iS20 | 3867 | 8% | 3557.64
Thermo Scientific | Molecular Spectroscopy (FTIR, Raman, NIR, NMR) | No | 840-384500 | RaptIR Plus Interface for left side of Nicolet iS50 | 6641 | 8% | 6109.72
Thermo Scientific | Molecular Spectroscopy (FTIR, Raman, NIR, NMR) | No | 840-388600 | RaptIR MCT-A | 9318 | 8% | 8572.56
Thermo Scientific | Molecular Spectroscopy (FTIR, Raman, NIR, NMR) | No | 840-388700 | RaptIR MCT-B | 9318 | 8% | 8572.56
Thermo Scientific | Molecular Spectroscopy (FTIR, Raman, NIR, NMR) | No | 869-065500 | CLEAN AIR PACK 1.0 SCFM 110VAC L | 21528 | 10% | 19375.2
Thermo Scientific | Molecular Spectroscopy (FTIR, Raman, NIR, NMR) | No | 869-146900 | DEMOUNTABLE GAS CELL-50MM | 1532 | 10% | 1378.8
Thermo Scientific | Molecular Spectroscopy (FTIR, Raman, NIR, NMR) | No | 869-147000 | DEMOUNTABLE GAS CELL-100MM | 1532 | 10% | 1378.8
Thermo Scientific | Molecular Spectroscopy (FTIR, Raman, NIR, NMR) | No | 869-168800 | ATR ID7/ITX AR-COATED DIAMOND CRYSTAL | 5837 | 10% | 5253.3
Thermo Scientific | Molecular Spectroscopy (FTIR, Raman, NIR, NMR) | No | 869-168900 | ATR ID7/ITX NON-COATED DIAMOND CRYSTAL | 6132 | 10% | 5518.8
Thermo Scientific | Molecular Spectroscopy (FTIR, Raman, NIR, NMR) | No | 869-169000 | ATR ID7/ITX ZNSE CRYSTAL | 1575 | 10% | 1417.5
Thermo Scientific | Molecular Spectroscopy (FTIR, Raman, NIR, NMR) | No | 869-169100 | ATR ID7/ITX GE CRYSTAL | 2357 | 10% | 2121.3
Thermo Scientific | Molecular Spectroscopy (FTIR, Raman, NIR, NMR) | No | 869-172900 | ATR ID7 BASE | 3213 | 10% | 2891.7
Thermo Scientific | Molecular Spectroscopy (FTIR, Raman, NIR, NMR) | No | 869-174400 | ATR ITX BASE | 3385 | 10% | 3046.5
Thermo Scientific | Molecular Spectroscopy (FTIR, Raman, NIR, NMR) | No | 869-176300 | ATR ID7/ITX SPECULAR REFLECTANCE PLATE | 1052 | 8% | 967.84
Thermo Scientific | Molecular Spectroscopy (FTIR, Raman, NIR, NMR) | No | 869-189500 | EVEREST ATR OPTICAL BASE-SUMMIT | 3203 | 8% | 2946.76
Thermo Scientific | GC Autosamplers | No | 8-AC-ST101 | Cap with blue silicone/PTFE seal (set of 500) | 281.34 | 10% | 253.2
Thermo Scientific | GC Autosamplers | No | 8-AC-ST15 | Cap with white silicone/red PTFE seal (set of 500) | 235.77 | 10% | 212.19
Thermo Scientific | Molecular Spectroscopy (FTIR, Raman, NIR, NMR) | No | 912A0573 | ANTARIS II CUST CONFIGURABLE SYS N | 54086 | 10% | 48677.4
Thermo Scientific | Molecular Spectroscopy (FTIR, Raman, NIR, NMR) | No | 912A0604 | NICOLET iN10 MICROSCOPE | 87822 | 10% | 79039.8
Thermo Scientific | Molecular Spectroscopy (FTIR, Raman, NIR, NMR) | No | 912A0605 | NICOLET iN10 MX MICROSCOPE | 122094 | 10% | 109884.6
Thermo Scientific | Molecular Spectroscopy (FTIR, Raman, NIR, NMR) | No | 912A0606 | iZ10 AEM MODULE FOR iN10-DTGS | 15637 | 10% | 14073.3
Thermo Scientific | Molecular Spectroscopy (FTIR, Raman, NIR, NMR) | No | 912A0613 | iZ10 AEM MODULE - DTGS | 13442 | 10% | 12097.8
Thermo Scientific | Molecular Spectroscopy (FTIR, Raman, NIR, NMR) | No | 912A0614 | iZ10 AEM MODULE - MCT | 28382 | 10% | 25543.8
Thermo Scientific | Molecular Spectroscopy (FTIR, Raman, NIR, NMR) | No | 912A0615 | iZ10 AEM MODULE - TGA DTGS EXTENSION | 31274 | 10% | 28146.6
Thermo Scientific | Molecular Spectroscopy (FTIR, Raman, NIR, NMR) | No | 912A0660 | ANTARIS IGS DTGS DET W VALIDTN 5HZ | 60512 | 10% | 54460.8
Thermo Scientific | Molecular Spectroscopy (FTIR, Raman, NIR, NMR) | No | 912A0661 | ANTARIS IGS W MCTA DETECTOR 5HZ | 59441 | 10% | 53496.9
Thermo Scientific | Molecular Spectroscopy (FTIR, Raman, NIR, NMR) | No | 912A0728 | iZ10 WITH MCTA FOR iN10 MICROSCOPE | 31059 | 10% | 27953.1
Thermo Scientific | Molecular Spectroscopy (FTIR, Raman, NIR, NMR) | No | 912A0760 | IS50 FIXED GOLD KBR BSPLTR | 48195 | 8% | 44339.4
Thermo Scientific | Molecular Spectroscopy (FTIR, Raman, NIR, NMR) | No | 912A0763 | IS50 ADVANCED GOLD KBR BSPLTR | 55157 | 10% | 49641.3
Thermo Scientific | Molecular Spectroscopy (FTIR, Raman, NIR, NMR) | No | 912A0764 | IS50 ADVANCED GOLD XT-KBR BSPLTR | 61583 | 10% | 55424.7
Thermo Scientific | Molecular Spectroscopy (FTIR, Raman, NIR, NMR) | No | 912A0765 | IS50 ADVANCED GOLD NO BSPLTR | 48356 | 10% | 43520.4
Thermo Scientific | Molecular Spectroscopy (FTIR, Raman, NIR, NMR) | No | 912A0766 | IS50 ADVANCED ALUM NO BSPLTR | 52854 | 10% | 47568.6
Thermo Scientific | Molecular Spectroscopy (FTIR, Raman, NIR, NMR) | No | 912A0767 | IS50R AM GOLD NO BSPLTR | 77112 | 10% | 69400.8
Thermo Scientific | Molecular Spectroscopy (FTIR, Raman, NIR, NMR) | No | 912A0768 | IS50R AM ALUM NO BSPLTR | 81396 | 10% | 73256.4
Thermo Scientific | Molecular Spectroscopy (FTIR, Raman, NIR, NMR) | No | 912A0769 | IS50R PM GOLD SST NO BSPLTR | 86000 | 10% | 77400
Thermo Scientific | Molecular Spectroscopy (FTIR, Raman, NIR, NMR) | No | 912A0770 | IS50R PM ALUM SST NO BSPLTR | 88500 | 10% | 79650
Thermo Scientific | Molecular Spectroscopy (FTIR, Raman, NIR, NMR) | No | 912A0771 | IS50 ALIGNED FIXED GOLD KBR NO BSPLTR | 41609 | 10% | 37448.1
Thermo Scientific | Molecular Spectroscopy (FTIR, Raman, NIR, NMR) | No | 912A0772 | IS50 ALIGNED TRI-DETECTOR GOLD NO BSPLTR | 43055 | 10% | 38749.5
Thermo Scientific | Molecular Spectroscopy (FTIR, Raman, NIR, NMR) | No | 912A0799 | IS50 AEM FOR RIGHT SIDE MOUNT | 21046 | 10% | 18941.4
Thermo Scientific | Molecular Spectroscopy (FTIR, Raman, NIR, NMR) | No | 912A0804 | NICOLET IN10MX DUAL DETECTOR MICROSCOPE | 122094 | 10% | 109884.6
Thermo Scientific | Molecular Spectroscopy (FTIR, Raman, NIR, NMR) | No | 912A0805 | NICOLET IN10MX IMAGING PACKAGE | 193851 | 10% | 174465.9
Thermo Scientific | Molecular Spectroscopy (FTIR, Raman, NIR, NMR) | No | 912A0870 | NIC IG50 FULL SYSTEM HI-PERFORM CONFIG | 54621 | 8% | 50251.32
Thermo Scientific | Molecular Spectroscopy (FTIR, Raman, NIR, NMR) | No | 912A0911 | PICOSPIN 45 NMR SERIES II SPECTROMETER | 37111 | 10% | 33399.9
Thermo Scientific | Molecular Spectroscopy (FTIR, Raman, NIR, NMR) | No | 912A0913 | PICOSPIN 80 NMR SERIES II SPECTROMETER | 74435 | 8% | 68480.2
Thermo Scientific | Molecular Spectroscopy (FTIR, Raman, NIR, NMR) | No | 912A0972 | NICOLET SUMMIT PRO FTIR | 22890 | 8% | 21058.8
Thermo Scientific | Molecular Spectroscopy (FTIR, Raman, NIR, NMR) | No | 912A0993 | DXR3 SMARTRAMAN SPECTROMETER MAINFRAME | 62118 | 8% | 57148.56
Thermo Scientific | Molecular Spectroscopy (FTIR, Raman, NIR, NMR) | No | 912A0994 | DXR3 RAMAN MICROSCOPE | 70686 | 8% | 65031.12
Thermo Scientific | Molecular Spectroscopy (FTIR, Raman, NIR, NMR) | No | 912A1032 | NICOLET IS20 MID-IR DTGS | 38235 | 8% | 35176.2
Thermo Scientific | Molecular Spectroscopy (FTIR, Raman, NIR, NMR) | No | 912A1060 | NICOLET SUMMIT LITE FTIR | 14648 | 8% | 13476.16
Thermo Scientific | Molecular Spectroscopy (FTIR, Raman, NIR, NMR) | No | 912A1077 | RAPTIR IR MICROSCOPE MCTA | 112455 | 8% | 103458.6
Thermo Scientific | Molecular Spectroscopy (FTIR, Raman, NIR, NMR) | No | 912A1139 | Nicolet Summit X FTIR Spectrometer | 17325 | 8% | 15939
Thermo Scientific | Molecular Spectroscopy (FTIR, Raman, NIR, NMR) | No | 912A1150 | DXR3 Flex Raman Spectrometer | 41769 | 8% | 38427.48
Thermo Scientific | Molecular Spectroscopy (FTIR, Raman, NIR, NMR) | No | 912A1162 | DXR3 Flex Raman Spectrometer with Fiber Launcher | 47232 | 8% | 43453.44
Thermo Scientific | Molecular Spectroscopy (FTIR, Raman, NIR, NMR) | No | 912A1198 | RaptIR+ IR Microscope Mainframe | 101210 | 8% | 93113.2
Thermo Scientific | Atomic Absorption (iCE 3300/3400/3500) | No | 94233902011V | Sodium (Na) Uncoded HCL Value | 357 | 10% | 321.3
Thermo Scientific | Atomic Absorption (iCE 3300/3400/3500) | No | 94233902012V | Magnesium (Mg) Uncoded HCL Value | 366 | 10% | 329.4
Thermo Scientific | Atomic Absorption (iCE 3300/3400/3500) | No | 94233902013V | Aluminium (Al) Uncoded HCL Value | 358 | 10% | 322.2
Thermo Scientific | Atomic Absorption (iCE 3300/3400/3500) | No | 94233902019V | Potassium (K) Uncoded HCL Value | 395 | 10% | 355.5
Thermo Scientific | Atomic Absorption (iCE 3300/3400/3500) | No | 94233902020V | Calcium (Ca) Uncoded HCLValue | 395 | 10% | 355.5
Thermo Scientific | Atomic Absorption (iCE 3300/3400/3500) | No | 94233902024V | Chromium (Cr) Uncoded HCL Value | 395 | 10% | 355.5
Thermo Scientific | Atomic Absorption (iCE 3300/3400/3500) | No | 94233902025V | Manganese (Mn) Uncoded HCL Value | 395 | 10% | 355.5
Thermo Scientific | Atomic Absorption (iCE 3300/3400/3500) | No | 94233902026V | Iron (Fe) Uncoded HCL Value | 395 | 10% | 355.5
Thermo Scientific | Atomic Absorption (iCE 3300/3400/3500) | No | 94233902027V | Cobalt (Co) Uncoded HCL Value | 395 | 10% | 355.5
Thermo Scientific | Atomic Absorption (iCE 3300/3400/3500) | No | 94233902028V | Nickel (Ni) Uncoded HCL Value | 395 | 10% | 355.5
Thermo Scientific | Atomic Absorption (iCE 3300/3400/3500) | No | 94233902029V | Copper (Cu) Uncoded HCL Value Lamp | 350 | 10% | 315
Thermo Scientific | Atomic Absorption (iCE 3300/3400/3500) | No | 94233902030V | Zinc (Zn) Uncoded HCL Value | 395 | 10% | 355.5
Thermo Scientific | Atomic Absorption (iCE 3300/3400/3500) | No | 94233902033V | Arsenic (As) Uncoded HCL Value | 460 | 10% | 414
Thermo Scientific | Atomic Absorption (iCE 3300/3400/3500) | No | 94233902034V | Selenium (Se) Uncoded HCL Value | 488 | 10% | 439.2
Thermo Scientific | Atomic Absorption (iCE 3300/3400/3500) | No | 94233902042V | Molybdenum (Mo) Uncoded HCL Value | 395 | 10% | 355.5
Thermo Scientific | Atomic Absorption (iCE 3300/3400/3500) | No | 94233902047V | Silver (Ag) Uncoded HCLValue | 395 | 10% | 355.5
Thermo Scientific | Atomic Absorption (iCE 3300/3400/3500) | No | 94233902048V | Cadmium (Cd)Uncoded HCL Value | 395 | 10% | 355.5
Thermo Scientific | Atomic Absorption (iCE 3300/3400/3500) | No | 94233902050V | Tin (Sn) Uncoded HCL Value | 477 | 10% | 429.3
Thermo Scientific | Atomic Absorption (iCE 3300/3400/3500) | No | 94233902051V | Antimony (Sb) Uncoded HCL Value | 395 | 10% | 355.5
Thermo Scientific | Atomic Absorption (iCE 3300/3400/3500) | No | 94233902079V | Gold (Au) Uncoded HCL Value | 512 | 10% | 460.8
Thermo Scientific | Atomic Absorption (iCE 3300/3400/3500) | No | 94233902080V | Mercury (Hg) Uncoded HCL Value | 434 | 10% | 390.6
Thermo Scientific | Atomic Absorption (iCE 3300/3400/3500) | No | 94233902082V | Lead (Pb) Uncoded HCL Value | 395 | 10% | 355.5
Thermo Scientific | Atomic Absorption (iCE 3300/3400/3500) | No | 94233902083V | Bismuth (Bi) Uncoded HCL Value | 395 | 10% | 355.5
Thermo Scientific | Atomic Absorption (iCE 3300/3400/3500) | No | 9423VAL00011 | NICKEL VALIDATION STANDARD | 813 | 10% | 731.7
Thermo Scientific | Atomic Absorption (iCE 3300/3400/3500) | No | 9423VAL00012 | CHROMIUM VALIDATION STANDARD | 837 | 10% | 753.3
Thermo Scientific | Atomic Absorption (iCE 3300/3400/3500) | No | 9423VAL00013 | MANGANESE VALIDATION STANDARD | 843 | 10% | 758.7
Thermo Scientific | Atomic Absorption (iCE 3300/3400/3500) | No | 9423VAL00014 | WATER BLANK VALIDATION SOLUTION | 921 | 10% | 828.9
Thermo Scientific | Atomic Absorption (iCE 3300/3400/3500) | No | 9423VAL10001 | iCE3000 Series FAAS Validator Package | 5080 | 10% | 4572
Thermo Scientific | Atomic Absorption (iCE 3300/3400/3500) | No | 9423VAL10002 | iCE3000 Series GFAAS Validator Package | 7100 | 10% | 6390
Thermo Scientific | Atomic Absorption (iCE 3300/3400/3500) | No | 9423VAL10003 | iCE3000 Series FAAS/GFAAS Validator | 10900 | 10% | 9810
Thermo Scientific | Gas Chromatography Mass Spectrometry (ISQ--Single Quad) | No | 98100-60011 | ASSY, Electrode FAIMS PRO | 10600 | 12% | 9328
Thermo Scientific | Gas Chromatography Mass Spectrometry (ISQ--Single Quad) | No | A0012-51080 | HP LASERJET ENT 600 M601N | 1750 | 12% | 1540
Thermo Scientific | Sample Prep (Autotrace and ASE 150/350) | No | AAA-049463 | CAP,OPEN TOP,24-400,72/PKG | 34.6 | 10% | 31.14
Thermo Scientific | Sample Prep (Autotrace and ASE 150/350) | No | AAA-060731 | PROD,S/W,CM,CLIENT,GLP | 2140 | 10% | 1926
Thermo Scientific | Gas Chromatography Mass Spectrometry (ISQ--Single Quad) | No | AAA-061756 | PROD,EC CELL,ICS3000 | 2870 | 12% | 2525.6
Thermo Scientific | Sample Prep (Autotrace and ASE 150/350) | No | AAA-068551 | KIT,BOTTLE,NOWPAK,POLY | 6630 | 10% | 5967
Thermo Scientific | Sample Prep (Autotrace and ASE 150/350) | No | AAA-068563 | KIT, SENSOR, LEVEL, LE | 1960 | 10% | 1764
Thermo Scientific | Sample Prep (Autotrace and ASE 150/350) | No | AAA-074048 | PROD TUBE 15ML PP AS-HV CS/500 | 531 | 10% | 477.9
Thermo Scientific | Gas Chromatography Mass Spectrometry (ISQ--Single Quad) | No | AAA-074423 | PROD, REG,EO, ICS5 | 1720 | 12% | 1513.6
Thermo Scientific | Gas Chromatography Mass Spectrometry (ISQ--Single Quad) | No | APD01-20000 | APD, Orbitrap Fusion Lumos Upgrade, FIELD | 75900 | 12% | 66792
Thermo Scientific | Gas Chromatography (Trace 1300/1310 standalone GC) | No | AROM1610031 | AROMATICS IN GASOLINE BY ASTM D5580 120V A single channel turnkey gas chromatograph analyzer for the determination of benzene, toluene, ethylbenzene, the xylenes, C9 and heavier aromatics, and total aromatics in finished motor gasoline by gas chromatography. System features TRACE 1610 GC with a split/splitless inlet, flame ionization detector (FID), auxiliary valve oven containing one 10 port valve, micro-packed column and capillary column. The analyzer can be automated with a liquid autosampler (not included). System is delivered fully tested and includes complete documentation package including method, plumbing diagram, setup and troubleshooting guide, and spare parts/consumables list. Data system and software not included but are available as separate items. | 52400 | 10% | 47160
Thermo Scientific | Gas Chromatography (Trace 1300/1310 standalone GC) | No | AROM1610031-230 | AROMATICS IN GASOLINE BY ASTM D5580 230V A single channel turnkey gas chromatograph analyzer for the determination of benzene, toluene, ethylbenzene, the xylenes, C9 and heavier aromatics, and total aromatics in finished motor gasoline by gas chromatography. System features TRACE 1610 GC with a split/splitless inlet, flame ionization detector (FID), auxiliary valve oven containing one 10 port valve, micro-packed column and capillary column. The analyzer can be automated with a liquid autosampler (not included). System is delivered fully tested and includes complete documentation package including method, plumbing diagram, setup and troubleshooting guide, and spare parts/consumables list. Data system and software not included but are available as separate items. | 52400 | 10% | 47160
Thermo Scientific | TEA /ICP-OES (iCAP 7200/7400/7600) | No | BRE0003177 | iCAP 7200 Radial | 61300 | 15% | 52105
Thermo Scientific | TEA /ICP-OES (iCAP 7200/7400/7600) | No | BRE0003188 | iCAP 7200 Radial (NA) | 64600 | 15% | 54910
Thermo Scientific | TEA/ICP-MS (iCAP RQ) | No | BRE0003260 | CETAC Model ASX560 Autosampler | 11500 | 21% | 9085
Thermo Scientific | TEA /ICP-OES (iCAP 7200/7400/7600) | No | BRE0003833 | P7+ valve with CTFE stator and PFA rotor | 898 | 15% | 763.3
Thermo Scientific | TEA /ICP-OES (iCAP 7200/7400/7600) | No | BRE0003834 | PFA Rotor for P7+ valve | 137 | 15% | 116.45
Thermo Scientific | TEA /ICP-OES (iCAP 7200/7400/7600) | No | BRE0003835 | CTFE stator for P7+ valve | 481 | 15% | 408.85
Thermo Scientific | TEA /ICP-OES (iCAP 7200/7400/7600) | No | BRE0003836 | CTFE XL fitting kit valve center port | 63.6 | 15% | 54.06
Thermo Scientific | TEA /ICP-OES (iCAP 7200/7400/7600) | No | BRE0003837 | P6 valve with CTFE stator and PFA rotor | 865 | 15% | 735.25
Thermo Scientific | TEA /ICP-OES (iCAP 7200/7400/7600) | No | BRE0003838 | PFA rotor for P6 valve | 137 | 15% | 116.45
Thermo Scientific | TEA /ICP-OES (iCAP 7200/7400/7600) | No | BRE0003839 | CTFE stator for P6 valve | 481 | 15% | 408.85
Thermo Scientific | TEA /ICP-OES (iCAP 7200/7400/7600) | No | BRE0003840 | V12 valve with CTFE stator and PFA rotor | 1200 | 15% | 1020
Thermo Scientific | TEA /ICP-OES (iCAP 7200/7400/7600) | No | BRE0003841 | PFA rotor for V12 valve | 173 | 15% | 147.05
Thermo Scientific | TEA /ICP-OES (iCAP 7200/7400/7600) | No | BRE0003842 | CTFE Stator for V12 valve | 683 | 15% | 580.55
Thermo Scientific | TEA /ICP-OES (iCAP 7200/7400/7600) | No | BRE0003843 | 3x 2L bottles Carrier/Diluent IS Rinse | 364 | 15% | 309.4
Thermo Scientific | TEA /ICP-OES (iCAP 7200/7400/7600) | No | BRE0003846 | Standards Rack 250 mL bottles (SC-4 DX) | 409 | 15% | 347.65
Thermo Scientific | TEA /ICP-OES (iCAP 7200/7400/7600) | No | BRE0003847 | Standards Rack 125 mL bottles (SC-2 DX) | 444 | 15% | 377.4
Thermo Scientific | TEA /ICP-OES (iCAP 7200/7400/7600) | No | BRE0003848 | Standards Rack 125 mL bottles SC-4/14 DX | 444 | 15% | 377.4
Thermo Scientific | TEA /ICP-OES (iCAP 7200/7400/7600) | No | BRE0003849 | Standards Rack 125 mL bottles (SC-8 DX) | 444 | 15% | 377.4
Thermo Scientific | TEA /ICP-OES (iCAP 7200/7400/7600) | No | BRE0003850 | Wide mouth HDPE bottle 250mL (12 each) | 137 | 15% | 116.45
Thermo Scientific | TEA /ICP-OES (iCAP 7200/7400/7600) | No | BRE0003851 | Wide mouth HDPE bottle 125mL (12 each) | 72.7 | 15% | 61.79
Thermo Scientific | TEA /ICP-OES (iCAP 7200/7400/7600) | No | BRE0003852 | Cart for SC-2 DX prepFAST | 3080 | 15% | 2618
Thermo Scientific | TEA /ICP-OES (iCAP 7200/7400/7600) | No | BRE0003853 | Cart for SC-4 DX prepFAST | 3080 | 15% | 2618
Thermo Scientific | TEA /ICP-OES (iCAP 7200/7400/7600) | No | BRE0003854 | 24V power supply, US, Europe, UK cords | 268 | 15% | 227.8
Thermo Scientific | TEA /ICP-OES (iCAP 7200/7400/7600) | No | BRE0003855 | RS-485 USB communications cable | 91 | 15% | 77.35
Thermo Scientific | TEA /ICP-OES (iCAP 7200/7400/7600) | No | BRE0003856 | prepFAST spares kit | 4390 | 15% | 3731.5
Thermo Scientific | TEA /ICP-OES (iCAP 7200/7400/7600) | No | BRE0003998 | 2DX prepFAST for Thermo iCAP 7400 ICP-OE | 72400 | 15% | 61540
Thermo Scientific | TEA /ICP-OES (iCAP 7200/7400/7600) | No | BRE0003999 | 4DX prepFAST for Thermo iCAP 7400 ICP-OE | 74200 | 15% | 63070
Thermo Scientific | TEA /ICP-OES (iCAP 7200/7400/7600) | No | BRE0004000 | 8DX prepFAST for Thermo iCAP 7400 ICP-OE | 79000 | 15% | 67150
Thermo Scientific | TEA /ICP-OES (iCAP 7200/7400/7600) | No | BRE0004296 | 0.3mm ID Carbon Fiber Probe, 108", bl | 445 | 15% | 378.25
Thermo Scientific | TEA /ICP-OES (iCAP 7200/7400/7600) | No | BRE0004300 | 0.9mm ID Carbon Fiber Probe, 70", ye | 445 | 15% | 378.25
Thermo Scientific | TEA /ICP-OES (iCAP 7200/7400/7600) | No | BRE0004301 | 1.0mm ID Carbon Fiber Probe, 108", bl | 445 | 15% | 378.25
Thermo Scientific | TEA /ICP-OES (iCAP 7200/7400/7600) | No | BRE0004304 | CETAC Rack 90 Position (Round opening) | 190 | 15% | 161.5
Thermo Scientific | TEA /ICP-OES (iCAP 7200/7400/7600) | No | BRE0004306 | Thumbscrew and O-Ring probe mount kit | 62.5 | 15% | 53.12
Thermo Scientific | TEA /ICP-OES (iCAP 7200/7400/7600) | No | BRE0004307 | Z-Axis Tubing Replacement Kit, Grn PEEK | 217 | 15% | 184.45
Thermo Scientific | TEA /ICP-OES (iCAP 7200/7400/7600) | No | BRE0004309 | 8mL Poly Tubes, 13 x 100mm RB (1000/kit) | 996 | 15% | 846.6
Thermo Scientific | TEA /ICP-OES (iCAP 7200/7400/7600) | No | BRE0004311 | 15mL Poly Tubes, 17 x 100mm (1000/kit) | 539 | 15% | 458.15
Thermo Scientific | TEA /ICP-OES (iCAP 7200/7400/7600) | No | BRE0004312 | Tygon Drain Pump Tubing Kit (Fuels) | 163 | 15% | 138.55
Thermo Scientific | TEA /ICP-OES (iCAP 7200/7400/7600) | No | BRE0004313 | Superthane Drain Pump Tubing Kit (Oils) | 148 | 15% | 125.8
Thermo Scientific | TEA /ICP-OES (iCAP 7200/7400/7600) | No | BRE0004331 | 2-Ch PharMed PP Tubing_2x2mm_Black Clip | 80.5 | 15% | 68.42
Thermo Scientific | TEA /ICP-OES (iCAP 7200/7400/7600) | No | BRE0004332 | 2-Ch PharMed PP Tubing_2x3mm_Red Clip | 80.5 | 15% | 68.42
Thermo Scientific | TEA /ICP-OES (iCAP 7200/7400/7600) | No | BRE0004333 | 2-Ch PharMed PP Tubing_3x3mm_White Clip | 80.5 | 15% | 68.42
Thermo Scientific | TEA /ICP-OES (iCAP 7200/7400/7600) | No | BRE0004334 | 2-Ch Tygon PP Tubing_2x2mm_Black Clip | 74.4 | 15% | 63.24
Thermo Scientific | TEA /ICP-OES (iCAP 7200/7400/7600) | No | BRE0004335 | 2-Ch Tygon PP Tubing_2x3mm_Red Clip | 74.4 | 15% | 63.24
Thermo Scientific | TEA /ICP-OES (iCAP 7200/7400/7600) | No | BRE0004336 | 2-Ch Tygon PP Tubing_3x3mm_White Clip | 74.4 | 15% | 63.24
Thermo Scientific | TEA /ICP-OES (iCAP 7200/7400/7600) | No | BRE0004337 | 2-Ch Ty Fuel PP Tubing_2x2mm_Black Clip | 98.1 | 15% | 83.38
Thermo Scientific | TEA /ICP-OES (iCAP 7200/7400/7600) | No | BRE0004338 | 2-Ch Ty Fuel PP Tubing_2x3mm_Red Clip | 98.1 | 15% | 83.38
Thermo Scientific | TEA /ICP-OES (iCAP 7200/7400/7600) | No | BRE0004339 | 2-Ch Ty Fuel PP Tubing_3x3mm_White Clip | 98.1 | 15% | 83.38
Thermo Scientific | TEA /ICP-OES (iCAP 7200/7400/7600) | No | BRE0004340 | 2-Ch Viton PP Tubing_2x2mm_Black Clip | 110 | 15% | 93.5
Thermo Scientific | TEA /ICP-OES (iCAP 7200/7400/7600) | No | BRE0004341 | 2-Ch Viton PP Tubing_2x3mm_Red Clip | 110 | 15% | 93.5
Thermo Scientific | TEA /ICP-OES (iCAP 7200/7400/7600) | No | BRE0004342 | 2-Ch Viton PP Tubing_3x3mm_White Clip | 110 | 15% | 93.5
Thermo Scientific | TEA /ICP-OES (iCAP 7200/7400/7600) | No | BRE0004343 | CETAC Tray and Standards Rack- 10 St. | 106 | 15% | 90.1
Thermo Scientific | TEA /ICP-OES (iCAP 7200/7400/7600) | No | BRE0004344 | Rinse Station ASX-560 | 74.4 | 15% | 63.24
Thermo Scientific | TEA /ICP-OES (iCAP 7200/7400/7600) | No | BRE0004345 | 50mL Poly Tubes, 30 x 115mm (500/kit) | 891 | 15% | 757.35
Thermo Scientific | TEA /ICP-OES (iCAP 7200/7400/7600) | No | BRE0004346 | Tygon Drain Pump Tubing Kit (Aqueous) | 148 | 15% | 125.8
Thermo Scientific | TEA /ICP-OES (iCAP 7200/7400/7600) | No | BRE0004789 | Qtegra for iCAP TQ Software/Lic. pack | 8160 | 15% | 6936
Thermo Scientific | TEA /ICP-OES (iCAP 7200/7400/7600) | No | BRE0005419 | NP Data Evaulation Package for ICP-MS | 5490 | 15% | 4666.5
Thermo Scientific | TEA /ICP-OES (iCAP 7200/7400/7600) | No | BRE0005420 | Nanoparticle Character. Kit iCAP Q/Qnova | 8430 | 15% | 7165.5
Thermo Scientific | TEA /ICP-OES (iCAP 7200/7400/7600) | No | BRE0006591 | SKIMMER CONE INSERT 4,5 | 212 | 15% | 180.2
Thermo Scientific | TEA /ICP-OES (iCAP 7200/7400/7600) | No | BRE0006726 | iCAP RQ C1 to C2 - H2 field upgrade | 15100 | 15% | 12835
Thermo Scientific | TEA /ICP-OES (iCAP 7200/7400/7600) | No | BRE0006727 | Preventative Maint.Kit iCAP Qnova Series | 1700 | 15% | 1445
Thermo Scientific | TEA /ICP-OES (iCAP 7200/7400/7600) | No | BRE0006798 | iCAPQnova CountKit NA_Type K | 179 | 15% | 152.15
Thermo Scientific | TEA /ICP-OES (iCAP 7200/7400/7600) | No | BRE0006843 | iCAPQ/Qnova SEMI/UHPC kit | 12200 | 15% | 10370
Thermo Scientific | TEA /ICP-OES (iCAP 7200/7400/7600) | No | BRE0006952 | iCAP RQ ICP-MS Qualification Kit | 3740 | 15% | 3179
Thermo Scientific | GC Autosamplers | No | BRE0007611 | CETAC ASX-280 Autosampler | 9380 | 10% | 8442
Thermo Scientific | TEA /ICP-OES (iCAP 7200/7400/7600) | No | BRE0008116 | ChromControl Thermo Scientific | 3140 | 15% | 2669
Thermo Scientific | TEA /ICP-OES (iCAP 7200/7400/7600) | No | BRE0008120 | GCI 100_GC-ICP-MS Interface iCAP Q/Qnova | 11300 | 15% | 9605
Thermo Scientific | ICP-MS (Element 2 and Element XR) | No | BRE0008121 | GCI 200 GC Interface Package for connectivity of Trace 1310 Series GC to Element 2/XR. Includes trigger cable. | 12200 | 5% | 11590
Thermo Scientific | TEA /ICP-OES (iCAP 7200/7400/7600) | No | BRE0008767 | Enclosure for SC-4 DX Autosampler | 1840 | 15% | 1564
Thermo Scientific | Gas Chromatography Mass Spectrometry (DFS) | No | BRE0008803 | DFS Dual Data XL Kit for Trace 1300/1310 GC and TriPlus RSH | 132200 | 5% | 125590
Thermo Scientific | TEA /ICP-OES (iCAP 7200/7400/7600) | No | BRE0008829 | SDX HPLD Auto Dilutor | 41200 | 15% | 35020
Thermo Scientific | TEA /ICP-OES (iCAP 7200/7400/7600) | No | BRE0008830 | SDX HPLD Auto Dilutor Upgrade Kit | 33100 | 15% | 28135
Thermo Scientific | TEA /ICP-OES (iCAP 7200/7400/7600) | No | BRE0008922 | V/P Tubing Kit Aqueous | 254 | 15% | 215.9
Thermo Scientific | TEA /ICP-OES (iCAP 7200/7400/7600) | No | BRE0008923 | V/P Tubing Kit Oils | 241 | 15% | 204.85
Thermo Scientific | TEA /ICP-OES (iCAP 7200/7400/7600) | No | BRE0008924 | Passive Bubbling Tee | 339 | 15% | 288.15
Thermo Scientific | TEA /ICP-OES (iCAP 7200/7400/7600) | No | BRE0009103 | Enclosure for SC-2 DX Autosampler | 1770 | 15% | 1504.5
Thermo Scientific | TEA /ICP-OES (iCAP 7200/7400/7600) | No | BRE0009386 | MicroMist Nebulizer 0.4 mL/min | 1340 | 15% | 1139
Thermo Scientific | TEA /ICP-OES (iCAP 7200/7400/7600) | No | BRE0009577 | Pre-Inst. Kit iCAP TQ - HazMat | 1200 | 15% | 1020
Thermo Scientific | TEA /ICP-OES (iCAP 7200/7400/7600) | No | BRE0009578 | iCAP TQ TUNE Solution | 434 | 15% | 368.9
Thermo Scientific | TEA /ICP-OES (iCAP 7200/7400/7600) | No | BRE0009794 | Computer OptiPlex 7040 i5 - 64Bit WIN10 | 3650 | 15% | 3102.5
Thermo Scientific | TEA /ICP-OES (iCAP 7200/7400/7600) | No | BRE0010161 | iCAP RQ C2 to C2 - H2 field upgrade | 9870 | 15% | 8389.5
Thermo Scientific | ICP-MS (Element 2 and Element XR) | No | BRE0010791 | Jet Sample cone, platinum, boron free (for semiconductor related applications) | 2740 | 5% | 2603
Thermo Scientific | ICP-MS (Element 2 and Element XR) | No | BRE0010792 | Jet Sample cone, platinum, with boron | 2740 | 5% | 2603
Thermo Scientific | TEA /ICP-OES (iCAP 7200/7400/7600) | No | BRE0011122 | iCAP TQ ICP-MS Qualification Kit | 3740 | 15% | 3179
Thermo Scientific | TEA /ICP-OES (iCAP 7200/7400/7600) | No | BRE0011649 | Sheath Gas Adapter Kit-PRO & 7600 Radial | 1650 | 15% | 1402.5
Thermo Scientific | TEA /ICP-OES (iCAP 7200/7400/7600) | No | BRE0011651 | Sheath Gas Adapter Radial | 1230 | 15% | 1045.5
Thermo Scientific | TEA /ICP-OES (iCAP 7200/7400/7600) | No | BRE0011654 | Sheath Gas Adapter Connection Kit | 242 | 15% | 205.7
Thermo Scientific | ICP-MS (Element 2 and Element XR) | No | BRE0011690 | Computer Table HxWxD 72x120x80 | 1780 | 5% | 1691
Thermo Scientific | GC Autosamplers | No | BRE0011976 | Basic Configuration TriPlus RSH Autosamp | 26200 | 10% | 23580
Thermo Scientific | TEA /ICP-OES (iCAP 7200/7400/7600) | No | BRE0012328 | EMT Duo Torch iCAP PRO | 809 | 15% | 687.65
Thermo Scientific | GC Autosamplers | No | BRE0013184 | Cetac XLR-860 Autosampler | 18400 | 10% | 16560
Thermo Scientific | TEA /ICP-OES (iCAP 7200/7400/7600) | No | BRE0013389 | CCT/CR Gas Filter | 291 | 15% | 247.35
Thermo Scientific | TEA /ICP-OES (iCAP 7200/7400/7600) | No | BRE0013423 | 24 inch PC Monitor | 437 | 15% | 371.45
Thermo Scientific | TEA /ICP-OES (iCAP 7200/7400/7600) | No | BRE0017430 | Gas reservoir Kit 0.1 | 588 | 15% | 499.8
Thermo Scientific | TEA /ICP-OES (iCAP 7200/7400/7600) | No | BRE0018578 | Ceramic Outer Tube for Duo D Torch iCAP PRO | 3750 | 15% | 3187.5
Thermo Scientific | TEA /ICP-OES (iCAP 7200/7400/7600) | No | BRE0018982 | Torch Holder | 159 | 15% | 135.15
Thermo Scientific | TEA /ICP-OES (iCAP 7200/7400/7600) | No | BRE0019540 | iCAP PRO Radial Cone | 285 | 15% | 242.25
Thermo Scientific | TEA /ICP-OES (iCAP 7200/7400/7600) | No | BRE0019550 | iCAP PRO Axial Cone | 465 | 15% | 395.25
Thermo Scientific | TEA /ICP-OES (iCAP 7200/7400/7600) | No | BRE0019552 | iCAP PRO POP Windows+Springs+O-rings | 135 | 15% | 114.75
Thermo Scientific | TEA /ICP-OES (iCAP 7200/7400/7600) | No | BRE0019556 | iCAP PRO POP Window Assy | 687 | 15% | 583.95
Thermo Scientific | TEA /ICP-OES (iCAP 7200/7400/7600) | No | BRE0019591 | iCAP PRO RF Coil | 203 | 15% | 172.55
Thermo Scientific | TEA /ICP-OES (iCAP 7200/7400/7600) | No | BRE0019659 | iCAP PRO Multi Element Test Solution | 146 | 15% | 124.1
Thermo Scientific | TEA /ICP-OES (iCAP 7200/7400/7600) | No | BRE0019681 | iCAP PRO Duo Aqueous Kit | 2010 | 15% | 1708.5
Thermo Scientific | TEA /ICP-OES (iCAP 7200/7400/7600) | No | BRE0019682 | iCAP PRO Duo High Solids Kit | 2160 | 15% | 1836
Thermo Scientific | TEA /ICP-OES (iCAP 7200/7400/7600) | No | BRE0019683 | iCAP PRO Duo Organics Kit | 3480 | 15% | 2958
Thermo Scientific | TEA /ICP-OES (iCAP 7200/7400/7600) | No | BRE0019684 | iCAP PRO Duo Volatile Organics Kit | 1940 | 15% | 1649
Thermo Scientific | TEA /ICP-OES (iCAP 7200/7400/7600) | No | BRE0019685 | iCAP PRO Duo HF Kit | 5610 | 15% | 4768.5
Thermo Scientific | TEA /ICP-OES (iCAP 7200/7400/7600) | No | BRE0019895 | EMT Centre Tube 2.0 | 182 | 15% | 154.7
Thermo Scientific | TEA /ICP-OES (iCAP 7200/7400/7600) | No | BRE0019956 | iCAP PRO Radial Aqueous Kit | 2070 | 15% | 1759.5
Thermo Scientific | TEA /ICP-OES (iCAP 7200/7400/7600) | No | BRE0019957 | iCAP PRO Radial High Solids Kit | 2160 | 15% | 1836
Thermo Scientific | TEA /ICP-OES (iCAP 7200/7400/7600) | No | BRE0019958 | iCAP PRO Radial Organics Kit | 3470 | 15% | 2949.5
Thermo Scientific | TEA /ICP-OES (iCAP 7200/7400/7600) | No | BRE0019959 | iCAP PRO Radial Volatile Organics Kit | 2220 | 15% | 1887
Thermo Scientific | TEA /ICP-OES (iCAP 7200/7400/7600) | No | BRE0019960 | iCAP PRO Radial HF Kit | 5190 | 15% | 4411.5
Thermo Scientific | TEA /ICP-OES (iCAP 7200/7400/7600) | No | BRE0019966 | Centre tube holder | 223 | 15% | 189.55
Thermo Scientific | TEA /ICP-OES (iCAP 7200/7400/7600) | No | BRE0020420 | iCAP PRO CountKit NA_Type K (can also used for ThermoFlex chiller) | 339 | 15% | 288.15
Thermo Scientific | TEA /ICP-OES (iCAP 7200/7400/7600) | No | BRE0020564 | Qtegra ISDS for iCAP PRO ICP-OES software and license card | 4860 | 15% | 4131
Thermo Scientific | LCMS (Orbitrap, Ion Trap, Triple Quad) | No | BRE0021226 | Exactive Series IC-SW 2.11 / Xcalibur 4.2 SP1 (for Windows 7 64-bit, Windows 10 Enterprise 2016 LTSB) | 147 | 12% | 129.36
Thermo Scientific | LCMS (Orbitrap, Ion Trap, Triple Quad) | No | BRE0021227 | Exactive Series IC-SW 2.11 / Xcalibur 3.0 (for Windows 7 32-bit) | 147 | 12% | 129.36
Thermo Scientific | TEA /ICP-OES (iCAP 7200/7400/7600) | No | BRE0022255 | OptiPlex XE3 Tower CTO | 6190 | 15% | 5261.5
Thermo Scientific | TEA /ICP-OES (iCAP 7200/7400/7600) | No | BRE0024309 | iCAP PRO Series Qualification Kit | 4000 | 15% | 3400
Thermo Scientific | TEA /ICP-OES (iCAP 7200/7400/7600) | No | BRE0024347 | Duo Ceramic D Torch Kit for iCAP PRO | 5910 | 15% | 5023.5
Thermo Scientific | TEA /ICP-OES (iCAP 7200/7400/7600) | No | BRE0026021 | 4 mm Gas Line adapter for Mira Mist | 38.3 | 15% | 32.55
Thermo Scientific | TEA /ICP-OES (iCAP 7200/7400/7600) | No | BRE0026022 | Sample Line for Mira Mist (big peripump) | 25.4 | 15% | 21.59
Thermo Scientific | TEA /ICP-OES (iCAP 7200/7400/7600) | No | BRE0026023 | Sample Line for Mira Mist (small peripump) | 55.9 | 15% | 47.51
Thermo Scientific | TEA /ICP-OES (iCAP 7200/7400/7600) | No | BRE0026024 | Gas Line with 10/32 fittings Mira Mist | 31.5 | 15% | 26.77
Thermo Scientific | LCMS (Orbitrap, Ion Trap, Triple Quad) | No | BRE0026990 | AcquireX License for Orbitrap Exploris 120 - factory installed | 181500 | 12% | 159720
Thermo Scientific | TEA /ICP-OES (iCAP 7200/7400/7600) | No | BRE0027119 | O-rings for iCAP PRO sample introduction | 220 | 15% | 187
Thermo Scientific | LCMS (Orbitrap, Ion Trap, Triple Quad) | No | BRE0027194 | Orbitrap Exploris GC field upgrade to enable 60,000 resolution setting. Available for configurations that come standard with maximum 30,000 resolution (BRE72540 and BRE725542). Field upgrade only. Upgrade consists of an activation key. No service labor required. | 75000 | 12% | 66000
Thermo Scientific | LCMS (Orbitrap, Ion Trap, Triple Quad) | No | BRE0027195 | Orbitrap Exploris GC field upgrade to enable activation of the HCD cell for MS/MS experiments, including data dependent MS/MS. Available for models that do not come standard with MS/MS enabled (BRE72540 and BRE725541). Field upgrade only. Upgrade consists of an activation key. No service labor required. | 75000 | 12% | 66000
Thermo Scientific | TEA /ICP-OES (iCAP 7200/7400/7600) | No | BRE0027350 | Aqueous sample pump tubing flared | 41.7 | 15% | 35.44
Thermo Scientific | TEA /ICP-OES (iCAP 7200/7400/7600) | No | BRE0027351 | Aqueous drain pump tubing flared | 41.7 | 15% | 35.44
Thermo Scientific | TEA /ICP-OES (iCAP 7200/7400/7600) | No | BRE0027352 | Aqueous Internal Std pump tubing flared | 41.7 | 15% | 35.44
Thermo Scientific | TEA /ICP-OES (iCAP 7200/7400/7600) | No | BRE0027353 | Solvent Flex sample pump tubing flared | 60.1 | 15% | 51.08
Thermo Scientific | TEA /ICP-OES (iCAP 7200/7400/7600) | No | BRE0027354 | Solvent Flex drain pump tubing flared | 60.1 | 15% | 51.08
Thermo Scientific | LCMS (Orbitrap, Ion Trap, Triple Quad) | No | BRE725531 | Orbitrap Exploris 120 Basic system with Easy IC | 512700 | 12% | 451176
Thermo Scientific | LCMS (Orbitrap, Ion Trap, Triple Quad) | No | BRE725533 | Orbitrap Exploris 480 Basic system with Easy IC | 1045400 | 12% | 919952
Thermo Scientific | LCMS (Orbitrap, Ion Trap, Triple Quad) | No | BRE725535 | Orbitrap Exploris 240 Basic system with Easy IC | 865100 | 12% | 761288
Thermo Scientific | LCMS (Orbitrap, Ion Trap, Triple Quad) | No | BRE725536 | Exploris MX Basic System | 380100 | 12% | 334488
Thermo Scientific | LCMS (Orbitrap, Ion Trap, Triple Quad) | No | BRE725537 | Orbitrap Exploris GC 240 - Includes electron ionization (EI) and chemical ionization (CI) sources, TRACE 1310 GC mainframe, data system, and Food and Environmental Contaminants Library for Orbitrap GC/MS Systems. Features 240,000 maximum resolution and MS/MS enabled | 800200 | 12% | 704176
Thermo Scientific | LCMS (Orbitrap, Ion Trap, Triple Quad) | No | BRE725538 | EASY IC for Orbitrap Exploris 480 - field upgrade | 68800 | 12% | 60544
Thermo Scientific | LCMS (Orbitrap, Ion Trap, Triple Quad) | No | BRE725539 | BioPharma Option for Orbitrap Exploris 240/480 - factory installed | 53100 | 12% | 46728
Thermo Scientific | LCMS (Orbitrap, Ion Trap, Triple Quad) | No | BRE725540 | Orbitrap Exploris GC - Includes electron ionization (EI) and chemical ionization (CI) sources, TRACE 1310 GC mainframe, data system, and Food and Environmental Contaminants Library for Orbitrap GC/MS Systems. 30,000 maximum resolution and not MS/MS enabled | 468300 | 12% | 412104
Thermo Scientific | LCMS (Orbitrap, Ion Trap, Triple Quad) | No | BRE725541 | Orbitrap Exploris GC with 60,000 maximum resolution - Includes electron ionization (EI) and chemical ionization (CI) sources, TRACE 1310 GC mainframe, data system, and Food and Environmental Contaminants Library for Orbitrap GC/MS Systems. Not MS/MS enabled. | 539500 | 12% | 474760
Thermo Scientific | LCMS (Orbitrap, Ion Trap, Triple Quad) | No | BRE725542 | Orbitrap Exploris GC with MSMS enabled - Includes electron ionization (EI) and chemical ionization (CI) sources, TRACE 1310 GC mainframe, data system, and Food and Environmental Contaminants Library for Orbitrap GC/MS Systems. 30,000 maximum resolution. | 539500 | 12% | 474760
Thermo Scientific | LCMS (Orbitrap, Ion Trap, Triple Quad) | No | BRE725543 | Orbitrap Exploris GC with 60,000 maximum resolution and MSMS enabled - Includes electron ionization (EI) and chemical ionization (CI) sources, TRACE 1310 GC mainframe, data system, and Food and Environmental Contaminants Library for Orbitrap GC/MS Systems. | 612100 | 12% | 538648
Thermo Scientific | LCMS (Orbitrap, Ion Trap, Triple Quad) | No | BRE725551 | Orbitrap Exploris 120 Basic system with Easy IC and Dry Pump | 526800 | 12% | 463584
Thermo Scientific | LCMS (Orbitrap, Ion Trap, Triple Quad) | No | BRE725553 | Orbitrap Exploris 480 Basic system with Easy IC and Dry Pump | 1050400 | 12% | 924352
Thermo Scientific | LCMS (Orbitrap, Ion Trap, Triple Quad) | No | BRE725555 | Orbitrap Exploris 240 Basic system with Easy IC and Dry Pump | 878600 | 12% | 773168
Thermo Scientific | TEA/ICP-MS (iCAP RQ) | No | BRE731343 | iCAP RQplus (C1,iMR) | 181400 | 15% | 154190
Thermo Scientific | TEA/ICP-MS (iCAP RQ) | No | BRE731343A | iCAP Rqplus (C1, XS) | 180000 | 15% | 153000
Thermo Scientific | TEA/ICP-MS (iCAP RQ) | No | BRE731344 | iCAP RQplus (C1,iMR) AGD | 189600 | 15% | 161160
Thermo Scientific | TEA/ICP-MS (iCAP RQ) | No | BRE731344A | iCAP Rqplus (C1, XS) AGD | 188400 | 15% | 160140
Thermo Scientific | TEA/ICP-MS (iCAP RQ) | No | BRE731345 | iCAP RQplus (C2,iMR) AGD | 206500 | 15% | 175525
Thermo Scientific | TEA/ICP-MS (iCAP RQ) | No | BRE731345A | iCAP Rqplus (C2, XS) AGD | 205100 | 15% | 174335
Thermo Scientific | TEA/ICP-MS (iCAP RQ) | No | BRE731346 | iCAP RQplus (C1,iMR) AGD + 250 Add, Gas kit | 193800 | 15% | 164730
Thermo Scientific | TEA/ICP-MS (iCAP RQ) | No | BRE731346A | iCAP Rqplus (C1, XS) AGD + 250 Add Gas Kit | 192600 | 15% | 163710
Thermo Scientific | TEA/ICP-MS (iCAP RQ) | No | BRE731347 | iCAP RQplus (C2,iMR) AGD + 250 Add. Gas kit | 210700 | 15% | 179095
Thermo Scientific | TEA/ICP-MS (iCAP RQ) | No | BRE731347A | iCAP Rqplus (C2, XS) AGD * 250 Add Gas Kit | 209300 | 15% | 177905
Thermo Scientific | TEA /ICP-OES (iCAP 7200/7400/7600) | No | BRE731350 | iCAP PRO Radial (made in Germany) | 66300 | 15% | 56355
Thermo Scientific | TEA /ICP-OES (iCAP 7200/7400/7600) | No | BRE731351 | iCAP PRO Duo (made in Germany) | 66283.96 | 15% | 56341.36
Thermo Scientific | TEA /ICP-OES (iCAP 7200/7400/7600) | No | BRE731352 | iCAP PRO X Radial (made in Germany) | 74800 | 15% | 63580
Thermo Scientific | TEA /ICP-OES (iCAP 7200/7400/7600) | No | BRE731353 | iCAP PRO X Duo (made in Germany) | 79600 | 15% | 67660
Thermo Scientific | TEA /ICP-OES (iCAP 7200/7400/7600) | No | BRE731354 | iCAP PRO XP Radial (made in Germany) | 97700 | 15% | 83045
Thermo Scientific | TEA /ICP-OES (iCAP 7200/7400/7600) | No | BRE731355 | iCAP PRO XP Duo (made in Germany) | 102500 | 15% | 87125
Thermo Scientific | TEA /ICP-OES (iCAP 7200/7400/7600) | No | BRE731356 | iCAP PRO XPS Radial (made in Germany) | 129700 | 15% | 110245
Thermo Scientific | TEA /ICP-OES (iCAP 7200/7400/7600) | No | BRE731357 | iCAP PRO XPS Duo (made in Germany) | 134500 | 15% | 114325
Thermo Scientific | TEA /ICP-OES (iCAP 7200/7400/7600) | No | BRE731556A | iCAP TQe ICP-MS with XS | 252700 | 15% | 214795
Thermo Scientific | TEA /ICP-OES (iCAP 7200/7400/7600) | No | BRE731557A | iCAP TQe ICP-MS with XS + 250 Gas Kit | 260000 | 15% | 221000
Thermo Scientific | TEA /ICP-OES (iCAP 7200/7400/7600) | No | BRE731558A | iCAP TQe ICP-MS with XS + 1000 Gas Kit | 260000 | 15% | 221000
Thermo Scientific | TEA /ICP-OES (iCAP 7200/7400/7600) | No | BRE731559A | iCAP TQe ICP-MS with XS + 250&1000 Gas Kits | 266900 | 15% | 226865
Thermo Scientific | Gas Chromatography (Trace 1300/1310 standalone GC) | No | BTX160010021 | BENZENE-TOULENE IN GASOLINE ASTM D3606 120V A single channel turnkey gas chromatograph analyzer for the determination of Benzene and Toluene in automative and aviation gasoline by gas chromatography by ASTM D3606. Benzene can be determined between the levels of 0.1 and 5 volume % and toluene can be determined between the levels of 2 and 20 volume %. System features TRACE 1610 GC with a split/splitless inlet, flame ionization detector (FID), auxiliary valve oven containing one 6 port valve, and two packed columns. The FID channel produce a detailed chromatogram and report for benzene and toluene as required in the method. Analyses can be automated with a liquid autosampler (not included). System is delivered fully tested and includes complete documentation package including method, plumbing diagram, setup and troubleshooting guide, and spare parts/consumables list. Data system and software not included but are available as separate items. | 49800 | 10% | 44820
Thermo Scientific | Gas Chromatography (Trace 1300/1310 standalone GC) | No | BTX160010021-230 | BENZENE-TOULENE IN GASOLINE ASTM D3606 230V A single channel turnkey gas chromatograph analyzer for the determination of Benzene and Toluene in automative and aviation gasoline by gas chromatography by ASTM D3606. Benzene can be determined between the levels of 0.1 and 5 volume % and toluene can be determined between the levels of 2 and 20 volume %. System features TRACE 1610 GC with a split/splitless inlet, flame ionization detector (FID), auxiliary valve oven containing one 6 port valve, and two packed columns. The FID channel produce a detailed chromatogram and report for benzene and toluene as required in the method. Analyses can be automated with a liquid autosampler (not included). System is delivered fully tested and includes complete documentation package including method, plumbing diagram, setup and troubleshooting guide, and spare parts/consumables list. Data system and software not included but are available as separate items. | 49800 | 10% | 44820
Thermo Scientific | LCMS (Orbitrap, Ion Trap, Triple Quad) | No | C0012-01-00076 | Powervar UPS SPII 5.2kVA RoHS (for North America only) | 18000 | 12% | 15840
Thermo Scientific | LCMS (Orbitrap, Ion Trap, Triple Quad) | No | C0012-01-00077 | Powervar UPS SPII 6.0kVA RoHS (for North America only) | 18000 | 12% | 15840
Thermo Scientific | LCMS (Orbitrap, Ion Trap, Triple Quad) | No | C0012-01-00078 | Powervar UPS SPII 8.0kVA RoHS (for North America only) | 23900 | 12% | 21032
Thermo Scientific | LCMS (Orbitrap, Ion Trap, Triple Quad) | No | C0012-01-00079 | Powervar UPS SPII 10.0kVA RoHS (for North America only) | 26500 | 12% | 23320
Thermo Scientific | LCMS (Orbitrap, Ion Trap, Triple Quad) | No | C0012-01-00080 | PowerVar Power Conditioner 5.0kVA RoHS (for North America only) | 5930 | 12% | 5218.4
Thermo Scientific | LCMS (Orbitrap, Ion Trap, Triple Quad) | No | C0012-01-00081 | PowerVar Power Conditioner 5.8kVA RoHS (for North America only) | 6460 | 12% | 5684.8
Thermo Scientific | LCMS (Orbitrap, Ion Trap, Triple Quad) | No | C0202-99-00180 | PDU 2x IEC 60309 (20A), 8x 5-15R (for North America only) | 1570 | 12% | 1381.6
Thermo Scientific | LCMS (Orbitrap, Ion Trap, Triple Quad) | No | C0202-99-00181 | PDU 4x 6-20R, 4x 5-15R (for North America only) | 1570 | 12% | 1381.6
Thermo Scientific | LCMS (Orbitrap, Ion Trap, Triple Quad) | No | C0202-99-00182 | PDU 2x L6-20R, 2x 6-20R, 4x 5-15R (for North America only) | 1570 | 12% | 1381.6
Thermo Scientific | Gas Chromatography (Trace 1300/1310 standalone GC) | No | CL2GAS160001 | IMPURITIES IN CHLORINE GAS 120V This turnkey system is a dedicated analyzer for the analysis of inpurities in Chlorine gas. Utilizing the TRACE 1610 gas chromatograph equipped with two TCD detectors. Each detector is controlled independently and data collected on a separate channel. Channel 1 TCD is used for H2 with Ar carrier gas. Channel 2 TCD analyzes for permanent gases (O2, N2, CO, CO2 up through C3 hydrocarbons), with He carrier gas. This system is configured with an auxiliary oven, four columns, two sample loops, and three valves. Tubing and valves that can come into contact with chlroine gas have been treated or constructe from materials that are resistant to potential corrosive action of the sample. Analyzer is delivered fully tested and includes complete documentation package including method, plumbing diagram, setup and troubleshooting guide, and spare parts/consumables list. Data system and reporting package not included but are available as separate items. | 117500 | 10% | 105750
Thermo Scientific | Gas Chromatography (Trace 1300/1310 standalone GC) | No | CL2GAS160001-230 | IMPURITIES IN CHLORINE GAS 230V This turnkey system is a dedicated analyzer for the analysis of inpurities in Chlorine gas. Utilizing the TRACE 1610 gas chromatograph equipped with two TCD detectors. Each detector is controlled independently and data collected on a separate channel. Channel 1 TCD is used for H2 with Ar carrier gas. Channel 2 TCD analyzes for permanent gases (O2, N2, CO, CO2 up through C3 hydrocarbons), with He carrier gas. This system is configured with an auxiliary oven, four columns, two sample loops, and three valves. Tubing and valves that can come into contact with chlroine gas have been treated or constructe from materials that are resistant to potential corrosive action of the sample. Analyzer is delivered fully tested and includes complete documentation package including method, plumbing diagram, setup and troubleshooting guide, and spare parts/consumables list. Data system and reporting package not included but are available as separate items. | 117500 | 10% | 105750
Thermo Scientific | HPLC (Ultimate) | No | DNV75150PN | Double-sided nanoViper PepMap Neo C18, 2 µm, 75 µm x 150 mm, 1500 bar | 1393.88 | 20% | 1115.1
Thermo Scientific | HPLC (Ultimate) | No | DNV75500PN | Double-sided nanoViper PepMap Neo C18, 2 µm, 75 µm x 500 mm, 1500 bar | 1773.87 | 20% | 1419.09
Thermo Scientific | HPLC (Ultimate) | No | DNV75750PN | Double-sided nanoViper PepMap Neo C18, 2 µm, 75 µm x 750 mm, 1500 bar | 1905.4 | 20% | 1524.32
Thermo Scientific | Gas Chromatography Mass Spectrometry (ISQ--Single Quad) | No | ES072 | NANOSPRAY FLEX ION SOURCE (NG) | 29000 | 12% | 25520
Thermo Scientific | Gas Chromatography Mass Spectrometry (ISQ--Single Quad) | No | ES082 | Easy Spray Nano Ion Source (NG) | 30500 | 12% | 26840
Thermo Scientific | Gas Chromatography Mass Spectrometry (DFS) | No | ES-2000-3513-100 | ESI PFA50 Teflon neb with CarbonFiberProbe | 2150 | 5% | 2042.5
Thermo Scientific | Gas Chromatography Mass Spectrometry (DFS) | No | ES-2002-3513-100 | ESI PFA100 Teflon neb with CarbonFiberProbe | 1840 | 5% | 1748
Thermo Scientific | Gas Chromatography Mass Spectrometry (ISQ--Single Quad) | No | ES259 | Static Nano-spray Probe (works on STD and NG Source) | 3600 | 12% | 3168
Thermo Scientific | Gas Chromatography Mass Spectrometry (ISQ--Single Quad) | No | ES269 | UHPLC Liquid Junction Kit | 6410 | 12% | 5640.8
Thermo Scientific | LCMS MSQ | No | ES75150PN | EASY-Spray PepMap Neo C18, 2 µm, 75 µm x 150 mm, 1500 bar | 1592.4 | 20% | 1273.92
Thermo Scientific | LCMS MSQ | No | ES75500PN | EASY-Spray PepMap Neo C18, 2 µm, 75 µm x 500 mm, 1500 bar | 1998.68 | 20% | 1598.94
Thermo Scientific | LCMS MSQ | No | ES75750PN | EASY-Spray PepMap Neo C18, 2 µm, 75 µm x 750 mm, 1500 bar | 2206.53 | 20% | 1765.22
Thermo Scientific | Gas Chromatography Mass Spectrometry (ISQ--Single Quad) | No | EXR069271 | REFURB, ASSY,ICS-1100,LED, SYSTEM | 38500 | 12% | 33880
Thermo Scientific | Sample Prep (Autotrace and ASE 150/350) | No | EXR071382 | REFURB, ASSY, AT280, DISK, SYSTEM | 118700 | 10% | 106830
Thermo Scientific | Gas Chromatography Mass Spectrometry (ISQ--Single Quad) | No | EXR075962 | REFURB, PROD,TC,2 VLV,6P,ICS5+, SYSTEM | 9860 | 12% | 8676.8
Thermo Scientific | LCMS (Orbitrap, Ion Trap, Triple Quad) | No | FETD3-10001 | IC for Orbitrap Eclipse (factory install on FSN04-10001) | 57300 | 12% | 50424
Thermo Scientific | LCMS (Orbitrap, Ion Trap, Triple Quad) | No | FETD3-10003 | PTCR for Orbitrap Eclipse (factory install on FSN04-10002) | 44500 | 12% | 39160
Thermo Scientific | LCMS (Orbitrap, Ion Trap, Triple Quad) | No | FMS03-10001 | FAIMS PRO DUO Interface (NG SOURCE) | 138800 | 12% | 122144
Thermo Scientific | LCMS (Orbitrap, Ion Trap, Triple Quad) | No | FSN04-10000 | Orbitrap Eclipse Basic system (includes OptaMax NG Source, Syringe, 6 port valve) | 1345800 | 12% | 1184304
Thermo Scientific | LCMS (Orbitrap, Ion Trap, Triple Quad) | No | FSN04-10001 | Orbitrap Eclipse, IC ready, Basic system (includes OptaMax NG Source, Syringe, 6 port valve) | 1345800 | 12% | 1184304
Thermo Scientific | LCMS (Orbitrap, Ion Trap, Triple Quad) | No | FSN04-10002 | Orbitrap Eclipse, ETD ready Basic system (includes OptaMax NG Source, Syringe, 6 port valve) | 1345800 | 12% | 1184304
Thermo Scientific | LCMS (Orbitrap, Ion Trap, Triple Quad) | No | FSN04-10003 | Orbitrap Eclipse, PTCR ready Basic system (includes OptaMax NG Source, Syringe, 6 port valve) | 1345800 | 12% | 1184304
Thermo Scientific | LCMS (Orbitrap, Ion Trap, Triple Quad) | No | FSN04-11000 | Orbitrap Eclipse Basic system (includes OptaMax NG Source, Syringe, 6 port valve), DRY PUMP | 1357000 | 12% | 1194160
Thermo Scientific | LCMS (Orbitrap, Ion Trap, Triple Quad) | No | FSN04-11001 | Orbitrap Eclipse, IC ready, Basic system (includes OptaMax NG Source, Syringe, 6 port valve). DRY PUMP | 1357000 | 12% | 1194160
Thermo Scientific | LCMS (Orbitrap, Ion Trap, Triple Quad) | No | FSN04-11002 | Orbitrap Eclipse, ETD ready Basic system (includes OptaMax NG Source, Syringe, 6 port valve), DRY PUMP | 1357000 | 12% | 1194160
Thermo Scientific | LCMS (Orbitrap, Ion Trap, Triple Quad) | No | FSN04-11003 | Orbitrap Eclipse, PTCR ready Basic system (includes OptaMax NG Source, Syringe, 6 port valve), DRY PUMP | 1357000 | 12% | 1194160
Thermo Scientific | LCMS (Orbitrap, Ion Trap, Triple Quad) | No | FSN05-10001 | Orbitrap IQ-X Basic System (includes OptaMax NG Source, Syringe, 6 port valve) | 1110900 | 12% | 977592
Thermo Scientific | LCMS (Orbitrap, Ion Trap, Triple Quad) | No | FSN05-11001 | Orbitrap IQ-X Basic System (includes OptaMax NG Source, Syringe, 6 port valve) ECODRY | 1123400 | 12% | 988592
Thermo Scientific | LCMS (Orbitrap, Ion Trap, Triple Quad) | No | FSN06-10000 | ORBITRAP ASCEND, STD | 1652200 | 12% | 1453936
Thermo Scientific | LCMS (Orbitrap, Ion Trap, Triple Quad) | No | FSN06-10001 | ORBITRAP ASCEND, IC READY | 1652200 | 12% | 1453936
Thermo Scientific | LCMS (Orbitrap, Ion Trap, Triple Quad) | No | FSN06-10002 | ORBITRAP ASCEND, ETD READY | 1652200 | 12% | 1453936
Thermo Scientific | LCMS (Orbitrap, Ion Trap, Triple Quad) | No | FSN06-10003 | ORBITRAP ASCEND, PTCR READY | 1652200 | 12% | 1453936
Thermo Scientific | LCMS (Orbitrap, Ion Trap, Triple Quad) | No | FSN06-11000 | ORBITRAP ASCEND, STD, DRY | 1666000 | 12% | 1466080
Thermo Scientific | LCMS (Orbitrap, Ion Trap, Triple Quad) | No | FSN06-11001 | ORBITRAP ASCEND,IC READY, DRY | 1666000 | 12% | 1466080
Thermo Scientific | LCMS (Orbitrap, Ion Trap, Triple Quad) | No | FSN06-11002 | ORBITRAP ASCEND, ETD READY, DRY | 1666000 | 12% | 1466080
Thermo Scientific | LCMS (Orbitrap, Ion Trap, Triple Quad) | No | FSN06-11003 | ORBITRAP ASCEND, PTCR READY, DRY | 1666000 | 12% | 1466080
Thermo Scientific | Gas Chromatography (Trace 1300/1310 standalone GC) | No | GHA160010011 | GREENHOUSE GAS 2 DETECTOR ANALYZER - ECD-FID 120V This dual channel two detector turnkey system is a designed for the analysis of "Greenhouse gases", methane (CH4), carbon dioxide (CO2), and nitrous oxide (N2O) from a gas sample. The system can be combined with an optional TriPlus RSH heaspace autosampler for automated sample injection from headspace vials. The analyzer comprises the TRACE 1610 gas chromatograph, auxillary valve oven, an electron capture detector (ECD) (must be ordered separately) and methanizer in series with a flame ionization detector (FID). The methanizer FID (Channel 1)detects CH4 and CO2 while the ECD (Channel 2) detects the N2O. This system is configured with an auxiliary oven, two valves and four columns. This system is configured with an auxiliary oven, two valves and four columns. Analyzer is delivered fully tested and includes complete documentation package including method, plumbing diagram, setup and troubleshooting guide, and spare parts/consumables list. Data system and reporting package not included but are available as separate items. | 57100 | 10% | 51390
Thermo Scientific | Gas Chromatography (Trace 1300/1310 standalone GC) | No | GHA160010011-230 | GREENHOUSE GAS 2 DETECTOR ANALYZER - ECD-FID 230V This dual channel two detector turnkey system is a designed for the analysis of "Greenhouse gases", methane (CH4), carbon dioxide (CO2), and nitrous oxide (N2O) from a gas sample. The system can be combined with an optional TriPlus RSH heaspace autosampler for automated sample injection from headspace vials. The analyzer comprises the TRACE 1610 gas chromatograph, auxillary valve oven, an electron capture detector (ECD) (must be ordered separately) and methanizer in series with a flame ionization detector (FID). The methanizer FID (Channel 1)detects CH4 and CO2 while the ECD (Channel 2) detects the N2O. This system is configured with an auxiliary oven, two valves and four columns. This system is configured with an auxiliary oven, two valves and four columns. Analyzer is delivered fully tested and includes complete documentation package including method, plumbing diagram, setup and troubleshooting guide, and spare parts/consumables list. Data system and reporting package not included but are available as separate items. | 57100 | 10% | 51390
Thermo Scientific | Gas Chromatography (Trace 1300/1310 standalone GC) | No | GHA160010021 | GREENHOUSE GAS 3 DETECTOR ANALYZER - ECD-TCD-FID 120V This dual channel three detector turnkey system is a designed for the analysis of "Greenhouse gases", methane (CH4), carbon dioxide (CO2), and nitrous oxide (N2O) from a gas sample. The system can be combined with an optional TriPlus RSH headspace auto sampler for automated sample injection from headspace vials. The analyzer comprises the TRACE 1610 gas chromatograph, auxiliary valve oven, a thermal conductivity detector (TCD) in series with a flame ionization detector (FID), and an electron capture detector (ECD) (must be ordered separately). The TCD Channel (Channel 1) detects CO2, the FID (Channel 1) detects CH4 and the ECD (Channel 2) detects N2O. This three detector system eliminates the need for the methanizer which can quickly degrade in the presence of any sulfur containing species, such as sulfur hexafluoride (SF6) when used as a tracer. This system is configured with an auxiliary oven, two valves and four columns. Analyzer is delivered fully tested and includes complete documentation package including method, plumbing diagram, setup and troubleshooting guide, and spare parts/consumables list. Data system and reporting package not included but are available as separate items. | 61100 | 10% | 54990
Thermo Scientific | Gas Chromatography (Trace 1300/1310 standalone GC) | No | GHA160010021-230 | GREENHOUSE GAS 3 DETECTOR ANALYZER - ECD-TCD-FID 230V This dual channel three detector turnkey system is a designed for the analysis of "Greenhouse gases", methane (CH4), carbon dioxide (CO2), and nitrous oxide (N2O) from a gas sample. The system can be combined with an optional TriPlus RSH headspace auto sampler for automated sample injection from headspace vials. The analyzer comprises the TRACE 1610 gas chromatograph, auxiliary valve oven, a thermal conductivity detector (TCD) in series with a flame ionization detector (FID), and an electron capture detector (ECD) (must be ordered separately). The TCD Channel (Channel 1) detects CO2, the FID (Channel 1) detects CH4 and the ECD (Channel 2) detects N2O. This three detector system eliminates the need for the methanizer which can quickly degrade in the presence of any sulfur containing species, such as sulfur hexafluoride (SF6) when used as a tracer. This system is configured with an auxiliary oven, two valves and four columns. Analyzer is delivered fully tested and includes complete documentation package including method, plumbing diagram, setup and troubleshooting guide, and spare parts/consumables list. Data system and reporting package not included but are available as separate items. | 61100 | 10% | 54990
Thermo Scientific | Gas Chromatography (Trace 1300/1310 standalone GC) | No | H2PGA0202011 | HYDROGEN PLUS PERMANENT GAS ANALYZER | 71100 | 10% | 63990
Thermo Scientific | Gas Chromatography (Trace 1300/1310 standalone GC) | No | H2PGA1602011 | HYDROGEN PLUS PERMANENT GAS ANALYZER 120V This turnkey system is a dedicated analyzer for the analysis of Hydrogen and Permanent Gases. Utilizing the TRACE 1610 gas chromatograph equipped with two TCD detectors. Each detector is controlled independently and data collected on a separate channel. Channel 1 TCD is used for H2 with Ar carrier gas. Channel 2 TCD analyzes for permanent gases (O2, N2, CO, CO2 up through C3 hydrocarbons), with He carrier gas. This system is configured with an auxiliary oven, four columns, two sample loops, and three valves. Analyzer is delivered fully tested and includes complete documentation package including method, plumbing diagram, setup and troubleshooting guide, and spare parts/consumables list. Data system and reporting package not included but are available as separate items. | 65900 | 10% | 59310
Thermo Scientific | Gas Chromatography (Trace 1300/1310 standalone GC) | No | H2PGA1602011-230 | HYDROGEN PLUS PERMANENT GAS ANALYZER 230V This turnkey system is a dedicated analyzer for the analysis of Hydrogen and Permanent Gases. Utilizing the TRACE 1610 gas chromatograph equipped with two TCD detectors. Each detector is controlled independently and data collected on a separate channel. Channel 1 TCD is used for H2 with Ar carrier gas. Channel 2 TCD analyzes for permanent gases (O2, N2, CO, CO2 up through C3 hydrocarbons), with He carrier gas. This system is configured with an auxiliary oven, four columns, two sample loops, and three valves. Analyzer is delivered fully tested and includes complete documentation package including method, plumbing diagram, setup and troubleshooting guide, and spare parts/consumables list. Data system and reporting package not included but are available as separate items. | 65900 | 10% | 59310
Thermo Scientific | Gas Chromatography (Trace 1300/1310 standalone GC) | No | H2PGAINRT1612 | HYDROGEN PLUS PERMANENT GAS ACID INERT 120V This turnkey system is a dedicated analyzer for the analysis of Hydrogen and Permanent Gases in "Acid Gas" samples containing high H2S and other sulfurs. Utilizing the TRACE 1610 gas chromatograph equipped with two TCD detectors. Each detector is controlled independently and data collected on a separate channel. Channel 1 TCD is used for H2 analysis with Ar carrier gas. Channel 2 TCD analyzes for permanent gases (O2, N2, CH4, CO, CO2 up through C3 hydrocarbons), with He carrier gas. This system is configured with an auxiliary oven, four columns, two sample loops, and three valves. Analyzer is delivered fully tested and includes complete documentation package including method, plumbing diagram, setup and troubleshooting guide, and spare parts/consumables list. Data system and reporting package not included but are available as separate items. | 77800 | 10% | 70020
Thermo Scientific | Gas Chromatography (Trace 1300/1310 standalone GC) | No | H2PGAINRT162-230 | HYDROGEN PLUS PERMANENT GAS ACID INERT 230V This turnkey system is a dedicated analyzer for the analysis of Hydrogen and Permanent Gases in "Acid Gas" samples containing high H2S and other sulfurs. Utilizing the TRACE 1610 gas chromatograph equipped with two TCD detectors. Each detector is controlled independently and data collected on a separate channel. Channel 1 TCD is used for H2 analysis with Ar carrier gas. Channel 2 TCD analyzes for permanent gases (O2, N2, CH4, CO, CO2 up through C3 hydrocarbons), with He carrier gas. This system is configured with an auxiliary oven, four columns, two sample loops, and three valves. Analyzer is delivered fully tested and includes complete documentation package including method, plumbing diagram, setup and troubleshooting guide, and spare parts/consumables list. Data system and reporting package not included but are available as separate items. | 77800 | 10% | 70020
Thermo Scientific | LCMS (Orbitrap, Ion Trap, Triple Quad) | No | HMRN1-10000 | HIGH MASS RANGE, Orbitrap ECLIPSE, FACTORY install only | 106900 | 12% | 94072
Thermo Scientific | Gas Chromatography (Trace 1300/1310 standalone GC) | No | IMPC2C316022 | TRACE IMPURITIES IN C2 & C3 HYDROCARBONS 120V This turnkey system is a dedicated analyzer for the analysis of trace impurities in C2 and C3 hydrocarbons as referenced in ASTM D8098-17, ASTM D6159 and ASTM D5273-18. This is a dual channel system including a TRACE 1610 gas chromatograph equipped with two channels of analysis. Channel 1 is a pulsed discharge helium ionization detector (PDHID) to detect low level impurites hydrogen, nitrogen, oxygen, methane, carbon monoxide, and carbon dioxide in the parts per billion mole (nmol/mol) to parts per million mole (µmol/mol). Channel 2 utilizes a flame ionization detector, FID, to determine methane, ethane, propane, propene, acetylene, iso-butane, propadiene, butane, trans-2-butene, butene-1, isobutene, cis-2-butene, methyl acetylene and 1,3-butadiene in high-purity ethylene. This system is configured with an auxiliary oven, four columns, four purged valves, two sample loop and a vaporizer to covert LPG to gas prior to passing through a gas sample loop. Analyzer is delivered fully tested and includes complete documentation package including method, plumbing diagram, setup and troubleshooting guide, and spare parts/consumables list. Data system and reporting package not included but are available as separate items. | 126500 | 10% | 113850
Thermo Scientific | Gas Chromatography (Trace 1300/1310 standalone GC) | No | IMPC2C316022-230 | TRACE IMPURITIES IN C2 & C3 HYDROCARBONS 230V This turnkey system is a dedicated analyzer for the analysis of trace impurities in C2 and C3 hydrocarbons as referenced in ASTM D8098-17, ASTM D6159 and ASTM D5273-18. This is a dual channel system including a TRACE 1610 gas chromatograph equipped with two channels of analysis. Channel 1 is a pulsed discharge helium ionization detector (PDHID) to detect low level impurites hydrogen, nitrogen, oxygen, methane, carbon monoxide, and carbon dioxide in the parts per billion mole (nmol/mol) to parts per million mole (µmol/mol). Channel 2 utilizes a flame ionization detector, FID, to determine methane, ethane, propane, propene, acetylene, iso-butane, propadiene, butane, trans-2-butene, butene-1, isobutene, cis-2-butene, methyl acetylene and 1,3-butadiene in high-purity ethylene. This system is configured with an auxiliary oven, four columns, four purged valves, two sample loop and a vaporizer to covert LPG to gas prior to passing through a gas sample loop. Analyzer is delivered fully tested and includes complete documentation package including method, plumbing diagram, setup and troubleshooting guide, and spare parts/consumables list. Data system and reporting package not included but are available as separate items. | 126500 | 10% | 113850
Thermo Scientific | LCMS (Orbitrap, Ion Trap, Triple Quad) | No | ISQ7610-AEI | ISQ 7610 NO VPI Large Turbo AEI | 119600 | 12% | 105248
Thermo Scientific | Gas Chromatography Mass Spectrometry (ISQ--Single Quad) | No | ISQ7610-NOVPI | ISQ 7610 NO VPI ExtractaBrite | 90700 | 12% | 79816
Thermo Scientific | Gas Chromatography Mass Spectrometry (ISQ--Single Quad) | No | ISQ7610-STNOVPI | ISQ 7610 NO VPI SM Turbo ExtractaBrite | 79100 | 12% | 69608
Thermo Scientific | Gas Chromatography Mass Spectrometry (ISQ--Single Quad) | No | ISQ7610-VPI | ISQ 7610 VPI ExtractaBrite | 104100 | 12% | 91608
Thermo Scientific | Gas Chromatography Mass Spectrometry (ISQ--Single Quad) | No | ISQ7610-VPICI | ISQ 7610 VPI ExtractaBrite with CI | 119600 | 12% | 105248
Thermo Scientific | LCMS MSQ | No | ISQEC-LC | ISQ EC Single Quad Mass Spectrometer, w/o Computer and Software, incl. HESI source | 95900 | 20% | 76720
Thermo Scientific | Gas Chromatography Mass Spectrometry (ISQ--Single Quad) | No | ISQELTL | ISQ MASS SPECTROMETER EI LT LARGE TURBO | 110500 | 12% | 97240
Thermo Scientific | LCMS MSQ | No | ISQEM-ESI | ISQ EM Single Quad Mass Spectrometer, w/o Computer and Software, incl. HESI source | 110500 | 20% | 88400
Thermo Scientific | LCMS MSQ | No | ISQEM-ESI-APCI | ISQ EM Single Quadrupole Mass Spectrometer w/ APCI, w/o Computer and Software, incl. HESI/APCI dual source | 119700 | 20% | 95760
Thermo Scientific | Gas Chromatography Mass Spectrometry (ISQ--Single Quad) | No | ISQEQDS | ISQ QD Single Quadrupole MS | 81600 | 12% | 71808
Thermo Scientific | Gas Chromatography (Trace 1300/1310 standalone GC) | No | LHA216316011 | LIGHT HYDROCARBONS IN NGL/LPG ASTM D2163 120V A single channel turnkey gas chromatograph to analyze either natural gas liquids(NGL) or liquified petroleum gases (LPG) according to ASTM D2163. This GC Analyzer determines the quantity of individual hydrocarbons in the range of C1 to C5. Component concentrations are determined in the range of 0.01 to 100 volume percent. The Trace 1610 Analyzer is delivered fully tested and includes complete documentation package including method, plumbing diagram, setup and troubleshooting guide, and spare parts/consumables list. Data system and reporting package not included but are available as separate items. | 54100 | 10% | 48690
Thermo Scientific | Gas Chromatography (Trace 1300/1310 standalone GC) | No | LHA216316011-230 | LIGHT HYDROCARBONS IN NGL/LPG ASTM D2163 230V A single channel turnkey gas chromatograph to analyze either natural gas liquids(NGL) or liquified petroleum gases (LPG) according to ASTM D2163. This GC Analyzer determines the quantity of individual hydrocarbons in the range of C1 to C5. Component concentrations are determined in the range of 0.01 to 100 volume percent. The Trace 1610 Analyzer is delivered fully tested and includes complete documentation package including method, plumbing diagram, setup and troubleshooting guide, and spare parts/consumables list. Data system and reporting package not included but are available as separate items. | 54100 | 10% | 48690
Thermo Scientific | Gas Chromatography (Trace 1300/1310 standalone GC) | No | LIBATAN1610-120 | LITHIUM BATTERY SWELL GAS ANALYZER 120V This turnkey system is a designed for the analysis of permanent gases (such as Hydrogen, Methane, Carbon Monoxide and Carbon Dioxide), short chain hydrocarbons (C2 – C5) and other volatile compounds in lithium battery swell gas samples. The analyser utilizes the TRACE 1610 gas chromatograph equipped with: 1 iConnect Split/Splitless injector (SSL) module 1 iConnect Thermal Conductivity Detector (TCD) module 1 iConnect Flame Ionisation Detector (FID) module An auxiliary valve oven equipped with 1 auxiliary gas module and 2 6 port gas sampling valves is included with the analyser. One carrier gas is used – Argon. The argon carrier gas TCD analyses for permanent gases CO2, H2, O2, N2 and CO. This channel is configured with two columns and two 6 port valves. The FID analyses for short chain hydrocarbons C6+, Methane, Ethane, Ethylene, Propane, Propylene, Propandiene, Butene and Isobutylene. This channel is configured with one column. Analyzer is delivered fully tested and includes complete documentation package including method, plumbing diagram, setup and troubleshooting guide, and spare parts/consumables list. Data system and reporting package not included but are available as separate items. | 67600 | 10% | 60840
Thermo Scientific | Gas Chromatography (Trace 1300/1310 standalone GC) | No | LIBATAN1610-230 | LITHIUM BATTERY SWELL GAS ANALYZER 230V This turnkey system is a designed for the analysis of permanent gases (such as Hydrogen, Methane, Carbon Monoxide and Carbon Dioxide), short chain hydrocarbons (C2 – C5) and other volatile compounds in lithium battery swell gas samples. The analyser utilizes the TRACE 1610 gas chromatograph equipped with: 1 iConnect Split/Splitless injector (SSL) module 1 iConnect Thermal Conductivity Detector (TCD) module 1 iConnect Flame Ionisation Detector (FID) module An auxiliary valve oven equipped with 1 auxiliary gas module and 2 6 port gas sampling valves is included with the analyser. One carrier gas is used – Argon. The argon carrier gas TCD analyses for permanent gases CO2, H2, O2, N2 and CO. This channel is configured with two columns and two 6 port valves. The FID analyses for short chain hydrocarbons C6+, Methane, Ethane, Ethylene, Propane, Propylene, Propandiene, Butene and Isobutylene. This channel is configured with one column. Analyzer is delivered fully tested and includes complete documentation package including method, plumbing diagram, setup and troubleshooting guide, and spare parts/consumables list. Data system and reporting package not included but are available as separate items. | 67400 | 10% | 60660
Thermo Scientific | Gas Chromatography (Trace 1300/1310 standalone GC) | No | LLVLOX1610111 | LOW LEVEL OXYGENATES BY ASTM D7423 120V A single channel turnkey gas chromatograph analyzer for the quantitative determination of organic oxygenates in C2, C3, C4, and C5 matrices by multidimensional gas chromatography and flame ionization detection according to ASTM D7423. This test method is applicable when the hydrocarbon matrices have a final boiling point not greater than 200 °C. System features TRACE 1610 GC, flame ionization detector (FID), compact valve oven containing one 6 port gas switching valve, one 4-port liquid sampling valve and two capillary columns. The FID channel produce a detailed chromatogram and report for the oxygenated target compounds as required in the method. System is delivered fully tested and includes complete documentation package including method, plumbing diagram, setup and troubleshooting guide, and spare parts/consumables list. Data system and software not included but are available as separate items. | 50800 | 10% | 45720
Thermo Scientific | Gas Chromatography (Trace 1300/1310 standalone GC) | No | LLVLOX1610111-230 | LOW LEVEL OXYGENATES BY ASTM D7423 230V A single channel turnkey gas chromatograph analyzer for the quantitative determination of organic oxygenates in C2, C3, C4, and C5 matrices by multidimensional gas chromatography and flame ionization detection according to ASTM D7423. This test method is applicable when the hydrocarbon matrices have a final boiling point not greater than 200 °C. System features TRACE 1610 GC, flame ionization detector (FID), compact valve oven containing one 6 port gas switching valve, one 4-port liquid sampling valve and two capillary columns. The FID channel produce a detailed chromatogram and report for the oxygenated target compounds as required in the method. System is delivered fully tested and includes complete documentation package including method, plumbing diagram, setup and troubleshooting guide, and spare parts/consumables list. Data system and software not included but are available as separate items. | 50800 | 10% | 45720
Thermo Scientific | Gas Chromatography (Trace 1300/1310 standalone GC) | No | LLVLOX1610112 | LOW LEVEL OXYGENATES BY ASTM D7754 120V A single channel turnkey gas chromatograph analyzer for the determination of trace oxygenates in automotive spark-ignition engine fuel as defined in ASTM D7754. The method used is a multidimensional gas chromatographic method using 1,2-dimethoxy ethane as the internal standard. The oxygenates that are analyzed are: methyl-tertiary butyl ether (MTBE), ethyl-tertiary butyl ether (ETBE), diisopropyl ether (DIPE), methanol, tertiary-amyl methyl ether (TAME), n-propanol, i-propanol, n-butanol, i-butanol, tert-butyl alcohol, sec-butyl alcohol, and tert-pentanol. System features TRACE 1610 GC, flame ionization detector (FID), split/splitless injector, heated tee splitter union and two capillary columns. The FID channel produce a detailed chromatogram and report for the oxygenated target compounds as required in the method. System is delivered fully tested and includes complete documentation package including method, plumbing diagram, setup and troubleshooting guide, and spare parts/consumables list. Data system and software not included but are available as separate items. | 42200 | 10% | 37980
Thermo Scientific | Gas Chromatography (Trace 1300/1310 standalone GC) | No | LLVLOX1610112-230 | LOW LEVEL OXYGENATES BY ASTM D7754 230V A single channel turnkey gas chromatograph analyzer for the determination of trace oxygenates in automotive spark-ignition engine fuel as defined in ASTM D7754. The method used is a multidimensional gas chromatographic method using 1,2-dimethoxy ethane as the internal standard. The oxygenates that are analyzed are: methyl-tertiary butyl ether (MTBE), ethyl-tertiary butyl ether (ETBE), diisopropyl ether (DIPE), methanol, tertiary-amyl methyl ether (TAME), n-propanol, i-propanol, n-butanol, i-butanol, tert-butyl alcohol, sec-butyl alcohol, and tert-pentanol. System features TRACE 1610 GC, flame ionization detector (FID), split/splitless injector, heated tee splitter union and two capillary columns. The FID channel produce a detailed chromatogram and report for the oxygenated target compounds as required in the method. System is delivered fully tested and includes complete documentation package including method, plumbing diagram, setup and troubleshooting guide, and spare parts/consumables list. Data system and software not included but are available as separate items. | 42200 | 10% | 37980
Thermo Scientific | Atomic Absorption (iCE 3300/3400/3500) | No | MANGANESE | Manganese Custom Standard100ML | 1400 | 10% | 1260
Thermo Scientific | Gas Chromatography (Trace 1300/1310 standalone GC) | No | MI-148000-0001 | TRACE 1600 MAINFRAME 230V | 11800 | 10% | 10620
Thermo Scientific | Gas Chromatography (Trace 1300/1310 standalone GC) | No | MI-148000-0002 | TRACE 1600 MAINFRAME 120V | 11800 | 10% | 10620
Thermo Scientific | Gas Chromatography (Trace 1300/1310 standalone GC) | No | MI-148000-0003 | TRACE 1610 MAINFRAME 230V | 15500 | 10% | 13950
Thermo Scientific | Gas Chromatography (Trace 1300/1310 standalone GC) | No | MI-148000-0004 | TRACE 1610 MAINFRAME 120V | 15500 | 10% | 13950
Thermo Scientific | Gas Chromatography (Trace 1300/1310 standalone GC) | No | MI-148000-0005 | TRACE 1600 MAINFRAME MS 230V | 11800 | 10% | 10620
Thermo Scientific | Gas Chromatography (Trace 1300/1310 standalone GC) | No | MI-148000-0006 | TRACE 1600 MAINFRAME MS 120V | 11800 | 10% | 10620
Thermo Scientific | Gas Chromatography (Trace 1300/1310 standalone GC) | No | MI-148000-0007 | TRACE 1610 MAINFRAME MS 230V | 15500 | 10% | 13950
Thermo Scientific | Gas Chromatography (Trace 1300/1310 standalone GC) | No | MI-148000-0008 | TRACE 1610 MAINFRAME MS 120V | 15500 | 10% | 13950
Thermo Scientific | Gas Chromatography (Trace 1300/1310 standalone GC) | No | MI-148000-0021 | TRACE 1600 MAINFRAME 230V EU | 14900 | 10% | 13410
Thermo Scientific | Gas Chromatography (Trace 1300/1310 standalone GC) | No | MI-148000-0022 | TRACE 1600 MAINFRAME 120V EU | 14900 | 10% | 13410
Thermo Scientific | Gas Chromatography (Trace 1300/1310 standalone GC) | No | MI-148000-0023 | TRACE 1610 MAINFRAME 230V EU | 19600 | 10% | 17640
Thermo Scientific | Gas Chromatography (Trace 1300/1310 standalone GC) | No | MI-148000-0024 | TRACE 1610 MAINFRAME 120V EU | 19600 | 10% | 17640
Thermo Scientific | Gas Chromatography (Trace 1300/1310 standalone GC) | No | MI-148000-0025 | TRACE 1600 MAINFRAME MS 230V EU | 14900 | 10% | 13410
Thermo Scientific | Gas Chromatography (Trace 1300/1310 standalone GC) | No | MI-148000-0026 | TRACE 1600 MAINFRAME MS 120V EU | 14900 | 10% | 13410
Thermo Scientific | Gas Chromatography (Trace 1300/1310 standalone GC) | No | MI-148000-0027 | TRACE 1610 MAINFRAME MS 230V EU | 19600 | 10% | 17640
Thermo Scientific | Gas Chromatography (Trace 1300/1310 standalone GC) | No | MI-148000-0028 | TRACE 1610 MAINFRAME MS 120V EU | 19600 | 10% | 17640
Thermo Scientific | Gas Chromatography (Trace 1300/1310 standalone GC) | No | MI-190000-0023 | TRACE 1610 Upgrade Kit 230V | 6410 | 10% | 5769
Thermo Scientific | Gas Chromatography (Trace 1300/1310 standalone GC) | No | MI-190000-0024 | TRACE 1610 Upgrade Kit 120V | 6410 | 10% | 5769
Thermo Scientific | Gas Chromatography (Trace 1300/1310 standalone GC) | No | MI-251000-0001 | AI 1610 with 8 sample tray for TRACE 1600 Series GC (for stand alone GC and GCMS configurations) | 9710 | 10% | 8739
Thermo Scientific | Gas Chromatography (Trace 1300/1310 standalone GC) | No | NATG16010011 | NATURAL GAS ANALYZER FOR GPA 2261, 120V A turnkey gas chromatograph analyzer for the analysis of natural gas according to GPA 2261. System features TRACE 1610 GC with single TCD detector, compact valve oven containing two 6 port valves and 3 packed columns located in GC column oven. System produces early C6+ regroup peak, composite peak for N2/air, individual peaks for CO2, methane, ethane, and C3-C5. Analysis time is approximately 15 minutes. Analyzer is delivered fully tested and includes complete documentation package including method, plumbing diagram, setup and troubleshooting guide, and spare parts/consumables list. Data system and reporting package per GPA 2172-09 not included but are available as separate items. | 46500 | 10% | 41850
Thermo Scientific | Gas Chromatography (Trace 1300/1310 standalone GC) | No | NATG16010011-230 | NATURAL GAS ANALYZER FOR GPA 2261, 230V A turnkey gas chromatograph analyzer for the analysis of natural gas according to GPA 2261. System features TRACE 1610 GC with single TCD detector, compact valve oven containing two 6 port valves and 3 packed columns located in GC column oven. System produces early C6+ regroup peak, composite peak for N2/air, individual peaks for CO2, methane, ethane, and C3-C5. Analysis time is approximately 15 minutes. Analyzer is delivered fully tested and includes complete documentation package including method, plumbing diagram, setup and troubleshooting guide, and spare parts/consumables list. Data system and reporting package per GPA 2172-09 not included but are available as separate items. | 46500 | 10% | 41850
Thermo Scientific | Gas Chromatography (Trace 1300/1310 standalone GC) | No | NATG16010021 | NATURAL GAS ANALYZER GPA 2261 O2/N2, 120V A turnkey gas chromatograph analyzer for the analysis of natural gas according to GPA 2261 modified to provide separate peaks for O2 and N2. Analyzer features TRACE 1610 GC with single TCD detector, auxiliary valve oven containing one 10 port injection valves, two 6 port column switching valves and 4 packed columns. Analyzer produces early C6+ regroup peak , individual peaks for O2, N2, CO2, methane, ethane, C3-C5. Analyzer is delivered fully tested and includes complete documentation package including method, plumbing diagram, setup and troubleshooting guide, and spare parts/consumables list. Data system and reporting package per GPA 2172-09 not included but are available as separate items. | 52200 | 10% | 46980
Thermo Scientific | Gas Chromatography (Trace 1300/1310 standalone GC) | No | NATG16010021-230 | NATURAL GAS ANALYZER GPA 2261 O2/N2, 230V A turnkey gas chromatograph analyzer for the analysis of natural gas according to GPA 2261 modified to provide separate peaks for O2 and N2. Analyzer features TRACE 1610 GC with single TCD detector, auxiliary valve oven containing one 10 port injection valves, two 6 port column switching valves and 4 packed columns. Analyzer produces early C6+ regroup peak , individual peaks for O2, N2, CO2, methane, ethane, C3-C5. Analyzer is delivered fully tested and includes complete documentation package including method, plumbing diagram, setup and troubleshooting guide, and spare parts/consumables list. Data system and reporting package per GPA 2172-09 not included but are available as separate items. | 52200 | 10% | 46980
Thermo Scientific | Gas Chromatography (Trace 1300/1310 standalone GC) | No | NATG16010031 | NATURAL GAS LIQUIDS ANALYZER GPA 2177 120V A single channel turnkey gas chromatograph analyzer for the analysis of natural gas liquid according to GPA 2177. System features TRACE 1610 GC with single TCD detector, compact valve oven containing two automated valves and 3 packed columns located in GC column oven. System produces early C7+ regroup peak, composite peak for N2/air, individual peaks for CO2, methane, ethane, and C3-C6. Analysis time is approximately 25 minutes. Analyzer is delivered fully tested and includes complete documentation package including method, plumbing diagram, setup and troubleshooting guide, and spare parts/consumables list. Data system and reporting package per GPA 2172-09 not included but are available as separate items. | 42200 | 10% | 37980
Thermo Scientific | Gas Chromatography (Trace 1300/1310 standalone GC) | No | NATG16010031-230 | NATURAL GAS LIQUIDS ANALYZER GPA 2177 230V A single channel turnkey gas chromatograph analyzer for the analysis of natural gas liquid according to GPA 2177. System features TRACE 1610 GC with single TCD detector, compact valve oven containing two automated valves and 3 packed columns located in GC column oven. System produces early C7+ regroup peak, composite peak for N2/air, individual peaks for CO2, methane, ethane, and C3-C6. Analysis time is approximately 25 minutes. Analyzer is delivered fully tested and includes complete documentation package including method, plumbing diagram, setup and troubleshooting guide, and spare parts/consumables list. Data system and reporting package per GPA 2172-09 not included but are available as separate items. | 42200 | 10% | 37980
Thermo Scientific | Gas Chromatography (Trace 1300/1310 standalone GC) | No | NATG16010211 | NATURAL GAS OR LIQUID GPA 2261 OR 2177 120V A single channel turnkey gas chromatograph analyzer for the analysis of natural gas or natural gas liquid according to GPA 2261 or GPA 2177. System features TRACE 1610 GC with single TCD detector, auxiliary valve oven containing 3 automated valves and 3 packed columns located in the auxiliary oven. System produces early C6+ or C7+ regroup peak, composite peak for N2/air, individual peaks for CO2, methane, ethane, and C3-C5 for natural gas or C3-C6 for natural gas liquid. Analysis time is approximately 15 minutes for GPA 2261 and 25 minutes for GPA 2177. Analyzer is delivered fully tested and includes complete documentation package including method, plumbing diagram, setup and troubleshooting guide, and spare parts/consumables list. Data system and reporting package per GPA 2172-09 not included but are available as separate items. | 49300 | 10% | 44370
Thermo Scientific | Gas Chromatography (Trace 1300/1310 standalone GC) | No | NATG16010211-230 | NATURAL GAS OR LIQUID GPA 2261 OR 2177 230V A single channel turnkey gas chromatograph analyzer for the analysis of natural gas or natural gas liquid according to GPA 2261 or GPA 2177. System features TRACE 1610 GC with single TCD detector, auxiliary valve oven containing 3 automated valves and 3 packed columns located in the auxiliary oven. System produces early C6+ or C7+ regroup peak, composite peak for N2/air, individual peaks for CO2, methane, ethane, and C3-C5 for natural gas or C3-C6 for natural gas liquid. Analysis time is approximately 15 minutes for GPA 2261 and 25 minutes for GPA 2177. Analyzer is delivered fully tested and includes complete documentation package including method, plumbing diagram, setup and troubleshooting guide, and spare parts/consumables list. Data system and reporting package per GPA 2172-09 not included but are available as separate items. | 49300 | 10% | 44370
Thermo Scientific | Gas Chromatography (Trace 1300/1310 standalone GC) | No | NATG16020011 | DUAL NATURAL GAS ANALYZER GPA 2261, 120V Turnkey gas chromatograph analyzer for the analysis of natural gas according to GPA 2261. This dual channel analyzer allows simultaneous analysis of 2 different samples. System features TRACE 1610 GC with two TCD detectors, auxillary oven containing four 6 port valves and 6 packed columns. Each channel produces early C6+ regroup peak, composite peak for N2/air, individual peaks for CO2, methane, ethane, C3-C5. Analysis time is approximately 15 minutes. Analyzer is delivered fully tested and includes complete documentation package including method, plumbing diagram, setup and troubleshooting guide, and spare parts/consumables list. Data system and reporting package per GPA 2172-09 not included but are available as separate items. | 61300 | 10% | 55170
Thermo Scientific | Gas Chromatography (Trace 1300/1310 standalone GC) | No | NATG16020011-230 | DUAL NATURAL GAS ANALYZER GPA 2261, 230V Turnkey gas chromatograph analyzer for the analysis of natural gas according to GPA 2261. This dual channel analyzer allows simultaneous analysis of 2 different samples. System features TRACE 1610 GC with two TCD detectors, auxillary oven containing four 6 port valves and 6 packed columns. Each channel produces early C6+ regroup peak, composite peak for N2/air, individual peaks for CO2, methane, ethane, C3-C5. Analysis time is approximately 15 minutes. Analyzer is delivered fully tested and includes complete documentation package including method, plumbing diagram, setup and troubleshooting guide, and spare parts/consumables list. Data system and reporting package per GPA 2172-09 not included but are available as separate items. | 61300 | 10% | 55170
Thermo Scientific | Gas Chromatography (Trace 1300/1310 standalone GC) | No | NATG16020021 | DUAL NATURAL GAS FOR GPA 2261 O2/N2 120V Turnkey gas chromatograph analyzer for the analysis of natural gas according to GPA 2261 modified to report separate peaks for O2 and N2. This dual channel analyzer allows the simultaneous analysis of two different samples. System features TRACE 1610 GC with two TCD detectors, auxiliary valve oven containing two 10 port injection valves, four 6 port column switching valves and 8 packed columns. Systems produces early C6+ regroup peak , individual peaks for O2, N2, CO2, methane, ethane, C3-C5 for each channel. Analysis time is approximately 15 minutes. Analyzer is delivered fully tested and includes complete documentation package including method, plumbing diagram, setup and troubleshooting guide, and spare parts/consumables list. Data system and reporting package per GPA 2172-09 not included but are available as separate items. | 79000 | 10% | 71100
Thermo Scientific | Gas Chromatography (Trace 1300/1310 standalone GC) | No | NATG16020021-230 | DUAL NATURAL GAS FOR GPA 2261 O2/N2 230V Turnkey gas chromatograph analyzer for the analysis of natural gas according to GPA 2261 modified to report separate peaks for O2 and N2. This dual channel analyzer allows the simultaneous analysis of two different samples. System features TRACE 1610 GC with two TCD detectors, auxiliary valve oven containing two 10 port injection valves, four 6 port column switching valves and 8 packed columns. Systems produces early C6+ regroup peak , individual peaks for O2, N2, CO2, methane, ethane, C3-C5 for each channel. Analysis time is approximately 15 minutes. Analyzer is delivered fully tested and includes complete documentation package including method, plumbing diagram, setup and troubleshooting guide, and spare parts/consumables list. Data system and reporting package per GPA 2172-09 not included but are available as separate items. | 79000 | 10% | 71100
Thermo Scientific | Gas Chromatography (Trace 1300/1310 standalone GC) | No | NATG16020031 | DUAL CHANNEL NATURAL GAS LIQUID GPA 2177 120V A dual channel turnkey gas chromatograph analyzer for the analysis of natural gas liquid according to GPA 2177. System features TRACE 1610 GC with two TCD detectors, auxiliary valve oven containing four automated valves and 6 packed columns located in GC column oven. System produces early C7+ regroup peak, composite peak for N2/air, individual peaks for CO2, methane, ethane, and C3-C6. Analysis time is approximately 25 minutes. Analyzer is delivered fully tested and includes complete documentation package including method, plumbing diagram, setup and troubleshooting guide, and spare parts/consumables list. Data system and reporting package per GPA 2172-09 not included but are available as separate items. | 62500 | 10% | 56250
Thermo Scientific | Gas Chromatography (Trace 1300/1310 standalone GC) | No | NATG16020031-230 | DUAL CHANNEL NATURAL GAS LIQUID GPA 2177 230V A dual channel turnkey gas chromatograph analyzer for the analysis of natural gas liquid according to GPA 2177. System features TRACE 1610 GC with two TCD detectors, auxiliary valve oven containing four automated valves and 6 packed columns located in GC column oven. System produces early C7+ regroup peak, composite peak for N2/air, individual peaks for CO2, methane, ethane, and C3-C6. Analysis time is approximately 25 minutes. Analyzer is delivered fully tested and includes complete documentation package including method, plumbing diagram, setup and troubleshooting guide, and spare parts/consumables list. Data system and reporting package per GPA 2172-09 not included but are available as separate items. | 62500 | 10% | 56250
Thermo Scientific | Gas Chromatography (Trace 1300/1310 standalone GC) | No | NATG16020061 | DUAL NATURAL GAS ANALYZER - GPA 2286 120V A dual channel turnkey gas chromatograph analyzer for the analysis of natural gas for the analysis of natural gas according to GPA 2286. This system can simultaneeously analyze two different natural gas samples. System features TRACE 1610 GC with TCD detector, FID detector, auxiliary valve oven containing six 6 port valves, six packed columns and two capillary columns (contained in the GC oven). The two TCD channels produces early C6+ regroup peak, composite peak for N2/air, individual peaks for CO2, methane, ethane, and C3-C5. The two FID channels produce a detailed chromatogram and report for hydrocarbons from C1-C14 as required for the extended analysis in GPA 2286. Analyzer can run either method. Analysis time for GPA 2286 (with both TCD and FID channels) approximately 38 minutes. System is delivered fully tested and includes complete documentation package including method, plumbing diagram, setup and troubleshooting guide, and spare parts/consumables list. Data system and reporting package per GPA 2172-09 not included but are available as separate items. | 100100 | 10% | 90090
Thermo Scientific | Gas Chromatography (Trace 1300/1310 standalone GC) | No | NATG16020061-230 | DUAL NATURAL GAS ANALYZER - GPA 2286 230V A dual channel turnkey gas chromatograph analyzer for the analysis of natural gas for the analysis of natural gas according to GPA 2286. This system can simultaneeously analyze two different natural gas samples. System features TRACE 1610 GC with TCD detector, FID detector, auxiliary valve oven containing six 6 port valves, six packed columns and two capillary columns (contained in the GC oven). The two TCD channels produces early C6+ regroup peak, composite peak for N2/air, individual peaks for CO2, methane, ethane, and C3-C5. The two FID channels produce a detailed chromatogram and report for hydrocarbons from C1-C14 as required for the extended analysis in GPA 2286. Analyzer can run either method. Analysis time for GPA 2286 (with both TCD and FID channels) approximately 38 minutes. System is delivered fully tested and includes complete documentation package including method, plumbing diagram, setup and troubleshooting guide, and spare parts/consumables list. Data system and reporting package per GPA 2172-09 not included but are available as separate items. | 100100 | 10% | 90090
Thermo Scientific | Gas Chromatography (Trace 1300/1310 standalone GC) | No | NATG16020211 | Dual Channel NG Air C6+ Regroup & NGL C7+ Regroup - GPA 2261 and GPA 2177 120V A dual channel turnkey gas chromatograph analyzer for the analysis of natural gas according to GPA 2261 modified to provide separate peaks for O2 and N2 and natural gas liquid according to GPA 2177. Analyzer can simultaneously analyze two samples , gas, liquid, or one of each at the same time. features TRACE 1610 GC with two TCD detectors, auxiliary valve oven containing two 10 port injection valves, two 4 port liquid injection valve, four 6 port column switching valves and 8 packed columns. Analyzer produces early C6+ regroup peak , individual peaks for O2, N2, CO2, methane, ethane, C3-C5 and the nat gas liquid channel produces early C7+ regroup peak. Analyzer is delivered fully tested and includes complete documentation package including method, plumbing diagram, setup and troubleshooting guide, and spare parts/consumables list. Data system and reporting package per GPA 2172-09 not included but are available as separate items. | 76200 | 10% | 68580
Thermo Scientific | Gas Chromatography (Trace 1300/1310 standalone GC) | No | NATG16020211-230 | Dual Channel NG Air C6+ Regroup & NGL C7+ Regroup - GPA 2261 and GPA 2177 230V A dual channel turnkey gas chromatograph analyzer for the analysis of natural gas according to GPA 2261 modified to provide separate peaks for O2 and N2 and natural gas liquid according to GPA 2177. Analyzer can simultaneously analyze two samples , gas, liquid, or one of each at the same time. features TRACE 1610 GC with two TCD detectors, auxiliary valve oven containing two 10 port injection valves, two 4 port liquid injection valve, four 6 port column switching valves and 8 packed columns. Analyzer produces early C6+ regroup peak , individual peaks for O2, N2, CO2, methane, ethane, C3-C5 and the nat gas liquid channel produces early C7+ regroup peak. Analyzer is delivered fully tested and includes complete documentation package including method, plumbing diagram, setup and troubleshooting guide, and spare parts/consumables list. Data system and reporting package per GPA 2172-09 not included but are available as separate items. | 76200 | 10% | 68580
Thermo Scientific | Gas Chromatography (Trace 1300/1310 standalone GC) | No | NATG16020221 | DUAL NG NGL GPA 2286 2186 EXTENDED ONLY 120V A dual channel turnkey gas chromatograph analyzer for the analysis of natural gas and natural gas liquids. This analyzer provides the extended channel for either or both a liquid or gas sample according to GPA 2286 and 2186 extended analysis only. Analyzer features TRACE 1610 GC with a two FID detectors, auxiliary valve oven containing two 4 port liquid sample valves, two 6 port sample injection valves and 2 capillary columns. Both channels utilize a single FID detector to produce a detailed chromatogram and report for hydrocarbons from C1-C16. Analyzer is delivered fully tested and includes complete documentation package including method, plumbing diagram, setup and troubleshooting guide, and spare parts/consumables list. Data system and reporting package per GPA 2172-09 not included but are available as separate items. | 54500 | 10% | 49050
Thermo Scientific | Gas Chromatography (Trace 1300/1310 standalone GC) | No | NATG16020221-230 | DUAL NG NGL GPA 2286 2186 EXTENDED ONLY 230V A dual channel turnkey gas chromatograph analyzer for the analysis of natural gas and natural gas liquids. This analyzer provides the extended channel for either or both a liquid or gas sample according to GPA 2286 and 2186 extended analysis only. Analyzer features TRACE 1610 GC with a two FID detectors, auxiliary valve oven containing two 4 port liquid sample valves, two 6 port sample injection valves and 2 capillary columns. Both channels utilize a single FID detector to produce a detailed chromatogram and report for hydrocarbons from C1-C16. Analyzer is delivered fully tested and includes complete documentation package including method, plumbing diagram, setup and troubleshooting guide, and spare parts/consumables list. Data system and reporting package per GPA 2172-09 not included but are available as separate items. | 54500 | 10% | 49050
Thermo Scientific | Gas Chromatography (Trace 1300/1310 standalone GC) | No | NATG16020231 | NATURAL GAS ANALYZER EXTENDED GPA 2286 120V A turnkey gas chromatograph analyzer for the analysis of natural gas according to GPA 2286. System features TRACE 1610 GC with TCD detector, FID detector, auxiliary valve oven containing three 6 port valves, 3 packed columns and one capillary column. Channel one produces early C6+ regroup peak, composite peak for N2/air, individual peaks for CO2, methane, ethane, and C3-C5. Channel two utilizes an FID detector to produce a detailed chromatogram and report for hydrocarbons from C1-C14 as required for the extended analysis in GPA 2286. Analyzer can run either method. Analysis time for GPA 2286 (with both TCD and FID channels) approximately 38 minutes. Analyzer is delivered fully tested and includes complete documentation package including method, plumbing diagram, setup and troubleshooting guide, and spare parts/consumables list. Data system and reporting package per GPA 2172-09 not included but are available as separate items. | 60500 | 10% | 54450
Thermo Scientific | Gas Chromatography (Trace 1300/1310 standalone GC) | No | NATG16020231-230 | NATURAL GAS ANALYZER EXTENDED GPA 2286 230V A turnkey gas chromatograph analyzer for the analysis of natural gas according to GPA 2286. System features TRACE 1610 GC with TCD detector, FID detector, auxiliary valve oven containing three 6 port valves, 3 packed columns and one capillary column. Channel one produces early C6+ regroup peak, composite peak for N2/air, individual peaks for CO2, methane, ethane, and C3-C5. Channel two utilizes an FID detector to produce a detailed chromatogram and report for hydrocarbons from C1-C14 as required for the extended analysis in GPA 2286. Analyzer can run either method. Analysis time for GPA 2286 (with both TCD and FID channels) approximately 38 minutes. Analyzer is delivered fully tested and includes complete documentation package including method, plumbing diagram, setup and troubleshooting guide, and spare parts/consumables list. Data system and reporting package per GPA 2172-09 not included but are available as separate items. | 60500 | 10% | 54450
Thermo Scientific | Gas Chromatography (Trace 1300/1310 standalone GC) | No | NATG16020261 | NATURAL GAS ANALYZER GPA 2261 O2/N2 & GPA 2286 120V A dual channel turnkey gas chromatograph analyzer for the analysis of natural gas according to GPA 2261 modified to report separate peaks for O2 and N2 or GPA 2286 extended analysis of natural gas. Analyzer features TRACE 1610 GC with a single TCD detector, auxiliary valve oven containing one 10 port injection valve, two 6 port column switching valves, and 4 packed columns. Channel one produces early regroup peak C6+, individual peaks for O2, N2, CO2, methane, ethane, and C3-C5. Channel two utilizes a single flame ionization detector (FID), one 6 port gas sampling valve located in the auxiliary oven, and a single capillary column located in the GC main oven. Channel two produces a detailed chromatogram and report for hydrocarbons from C1-C16. Analyzer is delivered fully tested and includes complete documentation package including method, plumbing diagram, setup and troubleshooting guide, and spare parts/consumables list. Data system and reporting package per GPA 2172-09 not included but are available as separate items. | 68200 | 10% | 61380
Thermo Scientific | Gas Chromatography (Trace 1300/1310 standalone GC) | No | NATG16020281 | NATURAL GAS ANALYZER GPA 2261 O2/N2 & He/H2 120V A turnkey gas chromatograph analyzer for the analysis of natural gas according to GPA 2261 modified to provide separate peaks for O2 and N2 with an additional TCD channel for analysis of He/H2. Analyzer features TRACE 1610 GC with two TCD detectors, auxiliary valve oven containing one 10 port injection valves with backflush to vent, one 6 port gas injection valve, one 6 port sequence reversal valve, and one 6 port backflush to vent valve and 6 packed columns. Analyzer produces early C6+ regroup peak , individual peaks for O2, N2, CO2, methane, ethane, C3-C5 and channel 2 TCD produces peaks for He/H2 Analyzer is delivered fully tested and includes complete documentation package including method, plumbing diagram, setup and troubleshooting guide, and spare parts/consumables list. Data system and reporting package per GPA 2172-09 not included but are available as separate items. | 68500 | 10% | 61650
Thermo Scientific | Gas Chromatography (Trace 1300/1310 standalone GC) | No | NATG16020281-230 | NATURAL GAS ANALYZER GPA 2261 O2/N2 & He/H2 230V A turnkey gas chromatograph analyzer for the analysis of natural gas according to GPA 2261 modified to provide separate peaks for O2 and N2 with an additional TCD channel for analysis of He/H2. Analyzer features TRACE 1610 GC with two TCD detectors, auxiliary valve oven containing one 10 port injection valves with backflush to vent, one 6 port gas injection valve, one 6 port sequence reversal valve, and one 6 port backflush to vent valve and 6 packed columns. Analyzer produces early C6+ regroup peak , individual peaks for O2, N2, CO2, methane, ethane, C3-C5 and channel 2 TCD produces peaks for He/H2 Analyzer is delivered fully tested and includes complete documentation package including method, plumbing diagram, setup and troubleshooting guide, and spare parts/consumables list. Data system and reporting package per GPA 2172-09 not included but are available as separate items. | 68500 | 10% | 61650
Thermo Scientific | Gas Chromatography (Trace 1300/1310 standalone GC) | No | NATG16C20211 | NG/NGL GPA 2261 2177 2286 2186, 120V A turnkey dual channel gas chromatograph analyzer for the analysis of natural gas according to GPA 2261, 2177, 2286, or 2186. System features TRACE 1610 GC comprising two independant channels. Channel one with a single TCD detector, auxiliary valve oven containing one 4 port liquid injection valve, one 10 port gas injection valve, two 6 port column switching valves, and 4 packed columns. For gas samples, channel one produces early C6+ regroup peak , individual peaks for O2, N2, CO2, methane, ethane, C3-C5. For liquid samples, channel one produces early C7+ regroup peak and individual peaks for N2, CO2, and C1-C6. Channel two utilizes a single Flame ionization detector (FID), one 4 port liquid sample valve, one 6 port gas sampling valve and a single capillary column located in the GC main oven. Channel two produces a detailed analysis for hydrocarbons from C1-C16 for either gas or liquid samples. Analyzer is delivered fully tested and includes complete documentation package including method, plumbing diagram, setup and troubleshooting guide, and spare parts/consumables list. Data system and reporting package per GPA 2172-09 not included but are available as separate items. | 72600 | 10% | 65340
Thermo Scientific | Gas Chromatography (Trace 1300/1310 standalone GC) | No | NATG16C20211-230 | NG/NGL GPA 2261 2177 2286 2186, 230V A turnkey dual channel gas chromatograph analyzer for the analysis of natural gas according to GPA 2261, 2177, 2286, or 2186. System features TRACE 1610 GC comprising two independant channels. Channel one with a single TCD detector, auxiliary valve oven containing one 4 port liquid injection valve, one 10 port gas injection valve, two 6 port column switching valves, and 4 packed columns. For gas samples, channel one produces early C6+ regroup peak , individual peaks for O2, N2, CO2, methane, ethane, C3-C5. For liquid samples, channel one produces early C7+ regroup peak and individual peaks for N2, CO2, and C1-C6. Channel two utilizes a single Flame ionization detector (FID), one 4 port liquid sample valve, one 6 port gas sampling valve and a single capillary column located in the GC main oven. Channel two produces a detailed analysis for hydrocarbons from C1-C16 for either gas or liquid samples. Analyzer is delivered fully tested and includes complete documentation package including method, plumbing diagram, setup and troubleshooting guide, and spare parts/consumables list. Data system and reporting package per GPA 2172-09 not included but are available as separate items. | 72600 | 10% | 65340
Thermo Scientific | Gas Chromatography (Trace 1300/1310 standalone GC) | No | NATG16C20221 | NG He/H2 + NGL GPA 2261 2177 2186 2286 120V A turnkey dual channel gas chromatograph analyzer for the analysis of natural gas according to GPA 2261, 2177, 2286, or 2186 with He/H2 analysis. System features TRACE 1610 GC comprising two independant channels. Channel one with a single TCD detector, auxiliary valve oven containing two 4 port liquid injection valves, one 10 port gas injection valve with 2 loops, one 6 port gas injection valve, one 6 port sequence reversal valve, one 6 port backflush to vent valve, one 10 port backflushto vent valve and 7 columns For gas samples, channel one produces early C6+ regroup peak , individual peaks for O2, N2, CO2, methane, ethane, C3-C5. For liquid samples, channel one produces early C7+ regroup peak and individual peaks for N2, CO2, and C1-C6. Channel two utilizes a single Flame ionization detector (FID), one 4 port liquid sample valve, one 6 port gas sampling valve and a single capillary column located in the GC main oven. Channel two produces a detailed analysis for hydrocarbons from C1-C16 for either gas or liquid samples. The third TCD Analyzer is delivered fully tested and includes complete documentation package including method, plumbing diagram, setup and troubleshooting guide, and spare parts/consumables list. Data system and reporting package per GPA 2172-09 not included but are available as separate items. | 86400 | 10% | 77760
Thermo Scientific | Gas Chromatography (Trace 1300/1310 standalone GC) | No | NATG16C20221-230 | NG He/H2 + NGL GPA 2261 2177 2186 2286 230V A turnkey dual channel gas chromatograph analyzer for the analysis of natural gas according to GPA 2261, 2177, 2286, or 2186 with He/H2 analysis. System features TRACE 1610 GC comprising two independant channels. Channel one with a single TCD detector, auxiliary valve oven containing two 4 port liquid injection valves, one 10 port gas injection valve with 2 loops, one 6 port gas injection valve, one 6 port sequence reversal valve, one 6 port backflush to vent valve, one 10 port backflushto vent valve and 7 columns For gas samples, channel one produces early C6+ regroup peak , individual peaks for O2, N2, CO2, methane, ethane, C3-C5. For liquid samples, channel one produces early C7+ regroup peak and individual peaks for N2, CO2, and C1-C6. Channel two utilizes a single Flame ionization detector (FID), one 4 port liquid sample valve, one 6 port gas sampling valve and a single capillary column located in the GC main oven. Channel two produces a detailed analysis for hydrocarbons from C1-C16 for either gas or liquid samples. The third TCD Analyzer is delivered fully tested and includes complete documentation package including method, plumbing diagram, setup and troubleshooting guide, and spare parts/consumables list. Data system and reporting package per GPA 2172-09 not included but are available as separate items. | 86400 | 10% | 77760
Thermo Scientific | Gas Chromatography (Trace 1300/1310 standalone GC) | No | NATGAS010011 | NAT GAS W/C6+REGROUP for GPA2261 120V | 47700 | 10% | 42930
Thermo Scientific | Gas Chromatography (Trace 1300/1310 standalone GC) | No | NATGAS010021 | NAT GAS W/C6+REGROUP GPA2261 MOD 120V | 53800 | 10% | 48420
Thermo Scientific | Gas Chromatography (Trace 1300/1310 standalone GC) | No | NATGAS010031 | NATURAL GAS LIQUIDS ANALYZER GPA 2177 | 43400 | 10% | 39060
Thermo Scientific | Gas Chromatography (Trace 1300/1310 standalone GC) | No | NATGAS010211 | NATURAL GAS OR LIQUID GPA 2261 OR 2177 | 50800 | 10% | 45720
Thermo Scientific | Gas Chromatography (Trace 1300/1310 standalone GC) | No | NATGAS020021 | NATGAS W/C6+REGRP 2 CHAN GPA2261MOD 120V | 81100 | 10% | 72990
Thermo Scientific | Gas Chromatography (Trace 1300/1310 standalone GC) | No | NATGAS020211 | DUAL CHANNEL NG O2 N2 & NGL GPA 2261 217 | 78600 | 10% | 70740
Thermo Scientific | Gas Chromatography (Trace 1300/1310 standalone GC) | No | NATGAS020261 | NATGAS C6+REGRP EX GPA2261MOD&2286 120V | 70200 | 10% | 63180
Thermo Scientific | Gas Chromatography (Trace 1300/1310 standalone GC) | No | NATGAS020261-230 | NATURAL GAS ANALYZER GPA 2261 O2/N2 & GPA 2286 230V A dual channel turnkey gas chromatograph analyzer for the analysis of natural gas according to GPA 2261 modified to report separate peaks for O2 and N2 or GPA 2286 extended analysis of natural gas. Analyzer features TRACE 1610 GC with a single TCD detector, auxiliary valve oven containing one 10 port injection valve, two 6 port column switching valves, and 4 packed columns. Channel one produces early regroup peak C6+, individual peaks for O2, N2, CO2, methane, ethane, and C3-C5. Channel two utilizes a single flame ionization detector (FID), one 6 port gas sampling valve located in the auxiliary oven, and a single capillary column located in the GC main oven. Channel two produces a detailed chromatogram and report for hydrocarbons from C1-C16. Analyzer is delivered fully tested and includes complete documentation package including method, plumbing diagram, setup and troubleshooting guide, and spare parts/consumables list. Data system and reporting package per GPA 2172-09 not included but are available as separate items. | 68200 | 10% | 61380
Thermo Scientific | Gas Chromatography (Trace 1300/1310 standalone GC) | No | NATGAS020281 | NAT GAS ANALYZER GPA 2261 O2/N2 & HE/H2 | 70300 | 10% | 63270
Thermo Scientific | Gas Chromatography (Trace 1300/1310 standalone GC) | No | NATGASC20211 | NG/NGL GPA 2261 2177 2286 2186, 120V | 74700 | 10% | 67230
Thermo Scientific | LCMS (Orbitrap, Ion Trap, Triple Quad) | No | OPTON-20026 | APPI upgrade (requires APCI Probe OPTON-20062) for Ion Max Source | 28000 | 12% | 24640
Thermo Scientific | LCMS (Orbitrap, Ion Trap, Triple Quad) | No | OPTON-20045 | Pre-Installation Kit for Orbitrap Fusion/ Orbitrap Fusion Lumos/Orbitrap ID-X/Orbirtrap Eclipse | 1040 | 12% | 915.2
Thermo Scientific | LCMS (Orbitrap, Ion Trap, Triple Quad) | No | OPTON-20046 | Pre-Installation Kit for Orbitrap IQ-X | 1040 | 12% | 915.2
Thermo Scientific | LCMS (Orbitrap, Ion Trap, Triple Quad) | No | OPTON-20060 | HESI PROBE,MARK2,32G METAL NEEDLE,UL 3ED | 9660 | 12% | 8500.8
Thermo Scientific | LCMS (Orbitrap, Ion Trap, Triple Quad) | No | OPTON-20065 | KIT, Nozzle HESI Low Flow | 4760 | 12% | 4188.8
Thermo Scientific | LCMS (Orbitrap, Ion Trap, Triple Quad) | No | OPTON-20068 | Kit, FAIMS Pro to High Flow’ | 7320 | 12% | 6441.6
Thermo Scientific | LCMS (Orbitrap, Ion Trap, Triple Quad) | No | OPTON-20108 | SWRE, MASCOT (S) DISCOVERER MKT BUNDLE | 35400 | 12% | 31152
Thermo Scientific | LCMS (Orbitrap, Ion Trap, Triple Quad) | No | OPTON-20109 | SWRE, (D) MASCOT/DISCOVERER MKT BUNDLE | 44200 | 12% | 38896
Thermo Scientific | LCMS (Orbitrap, Ion Trap, Triple Quad) | No | OPTON-20450 | Combined Current Versions of Xcalibur, LTQ Driver, LC Devices Drivers (5 Copies for this price) | 4950 | 12% | 4356
Thermo Scientific | LCMS (Orbitrap, Ion Trap, Triple Quad) | No | OPTON-20471 | Xcalibur 2.0.7 SP1 Core Software (5 copies for this price) | 5690 | 12% | 5007.2
Thermo Scientific | LCMS (Orbitrap, Ion Trap, Triple Quad) | No | OPTON-20472 | Xcalibur 2.0.7 SP1 UPGRADE from Xcalibur 2.0 and later (5 Copies for this price) | 473 | 12% | 416.24
Thermo Scientific | LCMS (Orbitrap, Ion Trap, Triple Quad) | No | OPTON-20518 | PEAKS Studio 6.0 | 28800 | 12% | 25344
Thermo Scientific | LCMS (Orbitrap, Ion Trap, Triple Quad) | No | OPTON-21705 | MASS SPECTROMETER CONTACT CLOSURE CBL | 162 | 12% | 142.56
Thermo Scientific | LCMS (Orbitrap, Ion Trap, Triple Quad) | No | OPTON-21709 | Additional 4 Port Serial Cable | 4350 | 12% | 3828
Thermo Scientific | LCMS (Orbitrap, Ion Trap, Triple Quad) | No | OPTON-21731 | PRINTER, HP LASERJET M507DN, RoHS | 3620 | 12% | 3185.6
Thermo Scientific | LCMS (Orbitrap, Ion Trap, Triple Quad) | No | OPTON-21732 | PRINTER, HP LASERJET P3015DN, 220V, RoHS | 3690 | 12% | 3247.2
Thermo Scientific | LCMS (Orbitrap, Ion Trap, Triple Quad) | No | OPTON-30139 | NG,HESI LOFLO Needle Insert 50umID35G | 455 | 12% | 400.4
Thermo Scientific | LCMS (Orbitrap, Ion Trap, Triple Quad) | No | OPTON-30159 | APCI Source Kit for the NG source (works on OPTON-30156 or OPTON-30157) | 7400 | 12% | 6512
Thermo Scientific | LCMS (Orbitrap, Ion Trap, Triple Quad) | No | OPTON-30163 | SW, BYONIC FROM PROTEIN METRICS | 14300 | 12% | 12584
Thermo Scientific | LCMS (Orbitrap, Ion Trap, Triple Quad) | No | OPTON-30185 | APPI NG Source (requires APCI Probe OPTON-30159) | 22300 | 12% | 19624
Thermo Scientific | LCMS (Orbitrap, Ion Trap, Triple Quad) | No | OPTON-30266 | SW, SIMGLYCAN DESKTOP EDITION | 24800 | 12% | 21824
Thermo Scientific | LCMS (Orbitrap, Ion Trap, Triple Quad) | No | OPTON-30267 | SW, SIMGLYCAN ENTERPRISE EDITION | 54300 | 12% | 47784
Thermo Scientific | LCMS (Orbitrap, Ion Trap, Triple Quad) | No | OPTON-30271 | SW, iRC PRO RESEARCH USE ONLY | 14900 | 12% | 13112
Thermo Scientific | LCMS (Orbitrap, Ion Trap, Triple Quad) | No | OPTON-30350 | APPI Kit, OptaMax NG Source | 24000 | 12% | 21120
Thermo Scientific | LCMS (Orbitrap, Ion Trap, Triple Quad) | No | OPTON-30409 | MONITOR,HP,27-in,RoHS | 1170 | 12% | 1029.6
Thermo Scientific | LCMS (Orbitrap, Ion Trap, Triple Quad) | No | OPTON-30426 | SW, EFS PESTICIDE STD AND PREMIUM QUAN (Includes Tracefinder Software, Libraries, Methods & Documentation) | 12400 | 12% | 10912
Thermo Scientific | LCMS (Orbitrap, Ion Trap, Triple Quad) | No | OPTON-30427 | SW, EFS PESTICIDE HRAM SCREEN AND QUAN | 39000 | 12% | 34320
Thermo Scientific | LCMS (Orbitrap, Ion Trap, Triple Quad) | No | OPTON-30666 | TSQ Altis/Quantis/Fortis Plus Pre-Installation Kit | 886 | 12% | 779.68
Thermo Scientific | LCMS (Orbitrap, Ion Trap, Triple Quad) | No | OPTON-30694 | NG, HESIHIFLOWNeedle Insert 100umID32G | 635 | 12% | 558.8
Thermo Scientific | LCMS (Orbitrap, Ion Trap, Triple Quad) | No | OPTON-30695 | NanoViper Capillary 50umX150mm | 254 | 20% | 203.2
Thermo Scientific | LCMS (Orbitrap, Ion Trap, Triple Quad) | No | OPTON-30696 | KIT, NG HESIHIFLO100umIDViper0.130x150mm | 1510 | 12% | 1328.8
Thermo Scientific | LCMS (Orbitrap, Ion Trap, Triple Quad) | No | OPTON-30697 | KIT,NG HESILOFLO50umIDNanoVip50umX150mm | 1030 | 12% | 906.4
Thermo Scientific | LCMS (Orbitrap, Ion Trap, Triple Quad) | No | OPTON-30831 | KIT, VETDRUG QUAN | 12500 | 12% | 11000
Thermo Scientific | LCMS (Orbitrap, Ion Trap, Triple Quad) | No | OPTON-30849 | CMPTR,HP,Z8G4T, 8-CORE,WIN10PRO64,RoHS | 8890 | 12% | 7823.2
Thermo Scientific | LCMS (Orbitrap, Ion Trap, Triple Quad) | No | OPTON-30850 | CMPTR,HP,Z8G4T, 16-CORE,WIN10PRO64,RoHS | 16100 | 12% | 14168
Thermo Scientific | LCMS (Orbitrap, Ion Trap, Triple Quad) | No | OPTON-30851 | CMPTR,HP,Z8G4T, 24-CORE,WIN10PRO64,RoHS | 19100 | 12% | 16808
Thermo Scientific | LCMS (Orbitrap, Ion Trap, Triple Quad) | No | OPTON-30852 | MONITOR,HP,27-IN,4KUHD,RoHS | 1010 | 12% | 888.8
Thermo Scientific | LCMS (Orbitrap, Ion Trap, Triple Quad) | No | OPTON-30869 | SW, CURATOR LICENSE FOR MF 8.0 | 4970 | 12% | 4373.6
Thermo Scientific | LCMS (Orbitrap, Ion Trap, Triple Quad) | No | OPTON-30870 | SW, CURATOR LICENSE FOR MF 8.0 (MIN 2) | 3510 | 12% | 3088.8
Thermo Scientific | LCMS (Orbitrap, Ion Trap, Triple Quad) | No | OPTON-30879 | SW, LIPIDSEARCH 5.0 SP1 | 19200 | 12% | 16896
Thermo Scientific | LCMS (Orbitrap, Ion Trap, Triple Quad) | No | OPTON-30880 | SW, LIPIDSEARCH 5.0 SP1 UPG FROM 4.X | 4660 | 12% | 4100.8
Thermo Scientific | LCMS (Orbitrap, Ion Trap, Triple Quad) | No | OPTON-30881 | SW, LIPIDSEARCH 4.2 MULTI UPG FRM 4.X | 656 | 12% | 577.28
Thermo Scientific | LCMS (Orbitrap, Ion Trap, Triple Quad) | No | OPTON-30917 | SW, B-LINK LIS/LIMS CONNECTOR | 28500 | 12% | 25080
Thermo Scientific | LCMS (Orbitrap, Ion Trap, Triple Quad) | No | OPTON-30960 | GEN N2, SOLARIS XE 110/230V,35L MIN, ROHS | 21700 | 12% | 19096
Thermo Scientific | LCMS (Orbitrap, Ion Trap, Triple Quad) | No | OPTON-30961 | GEN N2, GENIUS XE 35, 203V, 35L MIN, ROHS | 32100 | 12% | 28248
Thermo Scientific | LCMS (Orbitrap, Ion Trap, Triple Quad) | No | OPTON-30962 | GEN N2, GENIUS XE 35, 120V, 35L MIN, ROHS | 32100 | 12% | 28248
Thermo Scientific | LCMS (Orbitrap, Ion Trap, Triple Quad) | No | OPTON-30963 | GEN N2, GENIUS XE 70, 230V, 70L MIN, ROHS | 51700 | 12% | 45496
Thermo Scientific | LCMS (Orbitrap, Ion Trap, Triple Quad) | No | OPTON-30964 | SW,LC DEVICES 3.2 SP1 INSTRUMENT CONTROL | 32.1 | 12% | 28.24
Thermo Scientific | LCMS (Orbitrap, Ion Trap, Triple Quad) | No | OPTON-30968 | SW,ORBITRAP TRIBRID SERIES ICSW 3.3 | 32.1 | 12% | 28.24
Thermo Scientific | LCMS (Orbitrap, Ion Trap, Triple Quad) | No | OPTON-30974 | SW, PROSIGHTPC 4.1 and PROSIGHTPD 3.0 | 24400 | 12% | 21472
Thermo Scientific | LCMS (Orbitrap, Ion Trap, Triple Quad) | No | OPTON-30976 | SW, MASS FRONTIER 8.0 SR1 | 15900 | 12% | 13992
Thermo Scientific | LCMS (Orbitrap, Ion Trap, Triple Quad) | No | OPTON-30977 | SW, MASS FRONTIER 8.0 SR1 (MINIMUM QTY 2) | 11100 | 12% | 9768
Thermo Scientific | LCMS (Orbitrap, Ion Trap, Triple Quad) | No | OPTON-30978 | SW, MASS FRONTIER 8.0 SR1 W CURATOR | 20700 | 12% | 18216
Thermo Scientific | LCMS (Orbitrap, Ion Trap, Triple Quad) | No | OPTON-30979 | SW, MF 8.0 SR1 W CURATOR(MININUM QTY 2) | 14500 | 12% | 12760
Thermo Scientific | LCMS (Orbitrap, Ion Trap, Triple Quad) | No | OPTON-30982 | SW, MASS FRONTIER 8.0 SR1 W CURATOR DEMO | 32.1 | 12% | 28.24
Thermo Scientific | LCMS (Orbitrap, Ion Trap, Triple Quad) | No | OPTON-30983 | SW, MF 8.0 SR1 UPG FRM PREVIOUS | 1190 | 12% | 1047.2
Thermo Scientific | LCMS (Orbitrap, Ion Trap, Triple Quad) | No | OPTON-30984 | SW, MASS FRONTIER 8.0 SR1 UPG FOR CD | 10200 | 12% | 8976
Thermo Scientific | LCMS (Orbitrap, Ion Trap, Triple Quad) | No | OPTON-30985 | SW, BIOPHARMA 5.0 ALL WORKFLOW | 37500 | 12% | 33000
Thermo Scientific | LCMS (Orbitrap, Ion Trap, Triple Quad) | No | OPTON-30986 | SW, BIOPHARMA 5.0 PEPMAP ONLY | 18200 | 12% | 16016
Thermo Scientific | LCMS (Orbitrap, Ion Trap, Triple Quad) | No | OPTON-30987 | SW, BIOPHARMA 5.0 INTACT ONLY | 18200 | 12% | 16016
Thermo Scientific | LCMS (Orbitrap, Ion Trap, Triple Quad) | No | OPTON-30988 | SW, BIOPHARMA 5.0 OLIGO ANALYSIS | 18200 | 12% | 16016
Thermo Scientific | LCMS (Orbitrap, Ion Trap, Triple Quad) | No | OPTON-30989 | SW, BIOPHARMA 5.0 ADD OLIGO TO INTACT | 15900 | 12% | 13992
Thermo Scientific | LCMS (Orbitrap, Ion Trap, Triple Quad) | No | OPTON-30990 | SW, BIOPHARMA 5.0 ADD OLIGO TO PEPMAP | 15900 | 12% | 13992
Thermo Scientific | LCMS (Orbitrap, Ion Trap, Triple Quad) | No | OPTON-30991 | SW, BIOPHARMA 5.0 ADD PEPMAP TO INTACT | 15900 | 12% | 13992
Thermo Scientific | LCMS (Orbitrap, Ion Trap, Triple Quad) | No | OPTON-30992 | SW, BIOPHARMA 5.0 ADD INTACT TO PEPMAP | 15900 | 12% | 13992
Thermo Scientific | LCMS (Orbitrap, Ion Trap, Triple Quad) | No | OPTON-30993 | SW,BIOPHARMA 5.0 UPG FRM ALL 3 ALL OLIGO | 3140 | 12% | 2763.2
Thermo Scientific | LCMS (Orbitrap, Ion Trap, Triple Quad) | No | OPTON-30994 | SW, BIOPHARMA 5.0 FRM ALL 3 TO ALL | 6250 | 12% | 5500
Thermo Scientific | LCMS (Orbitrap, Ion Trap, Triple Quad) | No | OPTON-30995 | SW,BIOPHARMA 5.0 UPG FRM ALL 2 ALL OLIGO | 15900 | 12% | 13992
Thermo Scientific | LCMS (Orbitrap, Ion Trap, Triple Quad) | No | OPTON-30996 | SW,BIOPHARMA 5.0 MULTIUSER 5 PLUS FULL | 21200 | 12% | 18656
Thermo Scientific | LCMS (Orbitrap, Ion Trap, Triple Quad) | No | OPTON-30997 | SW,BIOPHARMA 5.0 MULTIUSER (5 PLUS) PM | 12800 | 12% | 11264
Thermo Scientific | LCMS (Orbitrap, Ion Trap, Triple Quad) | No | OPTON-30998 | SW,BIOPHARMA 5.0 MULTIUSER 5PLUS INTACT | 12800 | 12% | 11264
Thermo Scientific | LCMS (Orbitrap, Ion Trap, Triple Quad) | No | OPTON-30999 | SW,BIOPHARMA 5.0 MULTIUSER 5 PLUS OLIGO | 19100 | 12% | 16808
Thermo Scientific | LCMS (Orbitrap, Ion Trap, Triple Quad) | No | OPTON-31001 | SW, TRACEFINDER 5.1 SP3 | 6450 | 12% | 5676
Thermo Scientific | LCMS (Orbitrap, Ion Trap, Triple Quad) | No | OPTON-31002 | SW,TF5.1SP3 UPG FRM TF4 | 33.2 | 12% | 29.21
Thermo Scientific | LCMS (Orbitrap, Ion Trap, Triple Quad) | No | OPTON-31003 | SW,TF 5.1SP3 UPG FRM TF4 SERIES or LATER | 2540 | 12% | 2235.2
Thermo Scientific | LCMS (Orbitrap, Ion Trap, Triple Quad) | No | OPTON-31004 | SW,TF 5.1 SP3 UPG FRM TF3.3 UNK or LATER | 864 | 12% | 760.32
Thermo Scientific | LCMS (Orbitrap, Ion Trap, Triple Quad) | No | OPTON-31005 | SW,TF 5.1SP3 UPG FRM TF3 SERIES or LATER | 3360 | 12% | 2956.8
Thermo Scientific | LCMS (Orbitrap, Ion Trap, Triple Quad) | No | OPTON-31006 | SW, TRACEFINDER 5.1 SP3 UPG FRM TF 5.0 | 33.2 | 12% | 29.21
Thermo Scientific | LCMS (Orbitrap, Ion Trap, Triple Quad) | No | OPTON-31007 | SW, TRACEFINDER 5.1 SP3 DEMO | 32.1 | 12% | 28.24
Thermo Scientific | LCMS (Orbitrap, Ion Trap, Triple Quad) | No | OPTON-31014 | SW, PROSIGHTPD 4.0 NODES FOR PD 2.5 | 8320 | 12% | 7321.6
Thermo Scientific | LCMS (Orbitrap, Ion Trap, Triple Quad) | No | OPTON-31016 | SW, XCALIBUR 4.5 with NIST libraries | 5730 | 12% | 5042.4
Thermo Scientific | LCMS (Orbitrap, Ion Trap, Triple Quad) | No | OPTON-31017 | SW, XCALIBUR 4.5 UPG FRM 4.2 and newer | 421 | 12% | 370.48
Thermo Scientific | LCMS (Orbitrap, Ion Trap, Triple Quad) | No | OPTON-31018 | SW, XCALIBUR 4.5 UPG FRM 4.1 and older | 1270 | 12% | 1117.6
Thermo Scientific | LCMS (Orbitrap, Ion Trap, Triple Quad) | No | OPTON-31029 | SW, BIOPHARMA 5.0 PROTEIN ANALYSIS | 27300 | 12% | 24024
Thermo Scientific | LCMS (Orbitrap, Ion Trap, Triple Quad) | No | OPTON-31030 | SW, BIOPHARMA 5.0 UPG FRM 2 All to All | 7750 | 12% | 6820
Thermo Scientific | LCMS (Orbitrap, Ion Trap, Triple Quad) | No | OPTON-31031 | SW, BIOPHARMA 5.0UPG FRM 3 IN TO IN | 6250 | 12% | 5500
Thermo Scientific | LCMS (Orbitrap, Ion Trap, Triple Quad) | No | OPTON-31032 | SW, BIOPHARMA 5.0 UPG FRM 2 IN TO IN | 7750 | 12% | 6820
Thermo Scientific | LCMS (Orbitrap, Ion Trap, Triple Quad) | No | OPTON-31033 | SW, BIOPHARMA 5.0 UPG FRM 3 PM TO PM | 6250 | 12% | 5500
Thermo Scientific | LCMS (Orbitrap, Ion Trap, Triple Quad) | No | OPTON-31034 | SW, BIOPHARMA 5.0 UPG FRM 2 PM TO PM | 7750 | 12% | 6820
Thermo Scientific | LCMS (Orbitrap, Ion Trap, Triple Quad) | No | OPTON-31035 | SW,BIOPHARMA 5.0 MULTIUSER 5PLUS PROT | 19100 | 12% | 16808
Thermo Scientific | LCMS (Orbitrap, Ion Trap, Triple Quad) | No | OPTON-31036 | SW, BIOPHARMA 5.0 PROMO UPG TO ALL | 7570 | 12% | 6661.6
Thermo Scientific | LCMS (Orbitrap, Ion Trap, Triple Quad) | No | OPTON-31037 | SW,TRACEFINDER 5.1 SP3 (5 PLUS LICENSES) | 3410 | 12% | 3000.8
Thermo Scientific | LCMS (Orbitrap, Ion Trap, Triple Quad) | No | OPTON-31040 | SW, PROTEOME DISCOVERER 2.5 | 20700 | 12% | 18216
Thermo Scientific | LCMS (Orbitrap, Ion Trap, Triple Quad) | No | OPTON-31041 | SW, PROTEOME DISCOVERER 2.5 (2-5 COPIES) | 16600 | 12% | 14608
Thermo Scientific | LCMS (Orbitrap, Ion Trap, Triple Quad) | No | OPTON-31042 | SW,PROTEOME DISCOVERER 2.5(6PLUS COPIES) | 13800 | 12% | 12144
Thermo Scientific | LCMS (Orbitrap, Ion Trap, Triple Quad) | No | OPTON-31043 | SW, PROTEOME DISC 2.5 UPG FROM PREVIOUS | 2820 | 12% | 2481.6
Thermo Scientific | LCMS (Orbitrap, Ion Trap, Triple Quad) | No | OPTON-31044 | SW, PD 2.5 UPG FROM PREVIOUS (2-5 COPIES) | 2180 | 12% | 1918.4
Thermo Scientific | LCMS (Orbitrap, Ion Trap, Triple Quad) | No | OPTON-31045 | SW,PD2.5 UPG FRM PREVIOUS(6 PLUS COPIES) | 2140 | 12% | 1883.2
Thermo Scientific | LCMS (Orbitrap, Ion Trap, Triple Quad) | No | OPTON-31046 | SW, PROTEOME DISC 2.5 UPG BASE TO QUAN | 10600 | 12% | 9328
Thermo Scientific | LCMS (Orbitrap, Ion Trap, Triple Quad) | No | OPTON-31047 | SW, XLINKX NODES FOR PD 2.5 | 596 | 12% | 524.48
Thermo Scientific | LCMS (Orbitrap, Ion Trap, Triple Quad) | No | OPTON-31049 | SW,ORBITRAP TRIBRID SERIES ICSW 3.5 SP1 | 27.1 | 12% | 23.84
Thermo Scientific | LCMS (Orbitrap, Ion Trap, Triple Quad) | No | OPTON-31052 | SW, TSQ SERIES II 3.4 INST CONTROL | 27.1 | 12% | 23.84
Thermo Scientific | LCMS (Orbitrap, Ion Trap, Triple Quad) | No | OPTON-31055 | SW,COMPOUND DISCOVERER 3.3 | 19200 | 12% | 16896
Thermo Scientific | LCMS (Orbitrap, Ion Trap, Triple Quad) | No | OPTON-31056 | SW, COMPOUND DISCOVERER 3.3 (2 PLUS LICENSE) | 14000 | 12% | 12320
Thermo Scientific | LCMS (Orbitrap, Ion Trap, Triple Quad) | No | OPTON-31058 | SW,COMPOUND DISC 3.2 UPG FRM MW or MF ALL | 5810 | 12% | 5112.8
Thermo Scientific | LCMS (Orbitrap, Ion Trap, Triple Quad) | No | OPTON-31059 | SW,COMPOUND DISC 3.2 UPG FRM SIEVE | 5110 | 12% | 4496.8
Thermo Scientific | LCMS (Orbitrap, Ion Trap, Triple Quad) | No | OPTON-31062 | SW, CD 3.3 AND MF 8.0 SR1W CURATOR | 27200 | 12% | 23936
Thermo Scientific | LCMS (Orbitrap, Ion Trap, Triple Quad) | No | OPTON-31063 | SW,CD3.3 ANDMF 8.0 SR1 WCURATOR(MIN QTY2) | 19000 | 12% | 16720
Thermo Scientific | LCMS (Orbitrap, Ion Trap, Triple Quad) | No | OPTON-31068 | SW,BIOPHARMA 5.0 UPG FRM 4.1 ALL OLIGO | 1880 | 12% | 1654.4
Thermo Scientific | LCMS (Orbitrap, Ion Trap, Triple Quad) | No | OPTON-31069 | SW,BIOPHARMA 5.0 ADD OLIGO TO ALL | 15900 | 12% | 13992
Thermo Scientific | LCMS (Orbitrap, Ion Trap, Triple Quad) | No | OPTON-31095 | SW,BIOPHARMA 5.0 UPG FRM 4.1 ALL | 3140 | 12% | 2763.2
Thermo Scientific | LCMS (Orbitrap, Ion Trap, Triple Quad) | No | OPTON-32100 | Source Housing, OptaMax NG Source | 18900 | 12% | 16632
Thermo Scientific | LCMS (Orbitrap, Ion Trap, Triple Quad) | No | OPTON-32101 | APCI Kit w/ APCI Sprayer, OptaMax | 8470 | 12% | 7453.6
Thermo Scientific | LCMS (Orbitrap, Ion Trap, Triple Quad) | No | OPTON-32102 | APCI Needle, OptaMax NG Source | 143 | 12% | 125.84
Thermo Scientific | LCMS (Orbitrap, Ion Trap, Triple Quad) | No | OPTON-32103 | HESI Sprayer, OptaMax NG Source | 4790 | 12% | 4215.2
Thermo Scientific | LCMS (Orbitrap, Ion Trap, Triple Quad) | No | OPTON-32104 | SOURCE HOUSING, OPTAMAX DUET NG | 29800 | 12% | 26224
Thermo Scientific | Gas Chromatography (Trace 1300/1310 standalone GC) | No | OXBTXARC0211 | GASOLINE ANALYZER ASTM D4815, 3606, 5580 | 74800 | 10% | 67320
Thermo Scientific | Gas Chromatography (Trace 1300/1310 standalone GC) | No | OXBTXARC1611 | GASOLINE ANALYZER ASTM D4815, 3606, 5580 120V A dual channel turnkey gas chromatograph analyzer for tha analysis of gasoline by ASTM D4815, D3606, and D5580. System features TRACE 1610 GC with two (2) split/splitless inlets, two (2) flame ionization detectors (FID), auxiliary valve oven containing one 10 port valve, one 6 port valve, one capillary column, one micro-packed column and two packed columns. Analyses can be automated with a liquid autosampler(s) (not included). System is delivered fully tested and includes complete documentation package including method, plumbing diagram, setup and troubleshooting guide, and spare parts/consumables list. Data system and software not included but are available as separate items. | 72700 | 10% | 65430
Thermo Scientific | Gas Chromatography (Trace 1300/1310 standalone GC) | No | OXBTXARC1611-230 | GASOLINE ANALYZER ASTM D4815, 3606, 5580 230V A dual channel turnkey gas chromatograph analyzer for tha analysis of gasoline by ASTM D4815, D3606, and D5580. System features TRACE 1610 GC with two (2) split/splitless inlets, two (2) flame ionization detectors (FID), auxiliary valve oven containing one 10 port valve, one 6 port valve, one capillary column, one micro-packed column and two packed columns. Analyses can be automated with a liquid autosampler(s) (not included). System is delivered fully tested and includes complete documentation package including method, plumbing diagram, setup and troubleshooting guide, and spare parts/consumables list. Data system and software not included but are available as separate items. | 72700 | 10% | 65430
Thermo Scientific | Gas Chromatography (Trace 1300/1310 standalone GC) | No | OXY000010011 | OXYGENATES IN GASOLINE BY ASTM D4815 | 54000 | 10% | 48600
Thermo Scientific | Gas Chromatography (Trace 1300/1310 standalone GC) | No | OXY160010011 | OXYGENATES IN GASOLINE BY ASTM D4815 120V A single channel turnkey gas chromatograph analyzer for the determination of MTBE, ETBE, TAME, DIPE, tertiary-Amyl Alcohol and C1 to C4 Alcohols in Gasoline by Gas Chromatography. The system is designed for gasoline with individual ethers contentent from 0.20 mass % to 20.0 mass % and individual alcohols 0.20 mass % to 12.0 mass %. System features TRACE 1610 GC with a split/splitless inlet, flame ionization detector (FID), auxiliary valve oven containing one 10 port valve, and two capillary columns. The FID channel produce a detailed chromatogram and report for the oxygenated target compounds as required in the method. Analyses can be automated with a liquid autosampler (not included). System is delivered fully tested and includes complete documentation package including method, plumbing diagram, setup and troubleshooting guide, and spare parts/consumables list. Data system and software not included but are available as separate items. | 52400 | 10% | 47160
Thermo Scientific | Gas Chromatography (Trace 1300/1310 standalone GC) | No | OXY160010011-230 | OXYGENATES IN GASOLINE BY ASTM D4815 230V A single channel turnkey gas chromatograph analyzer for the determination of MTBE, ETBE, TAME, DIPE, tertiary-Amyl Alcohol and C1 to C4 Alcohols in Gasoline by Gas Chromatography. The system is designed for gasoline with individual ethers contentent from 0.20 mass % to 20.0 mass % and individual alcohols 0.20 mass % to 12.0 mass %. System features TRACE 1610 GC with a split/splitless inlet, flame ionization detector (FID), auxiliary valve oven containing one 10 port valve, and two capillary columns. The FID channel produce a detailed chromatogram and report for the oxygenated target compounds as required in the method. Analyses can be automated with a liquid autosampler (not included). System is delivered fully tested and includes complete documentation package including method, plumbing diagram, setup and troubleshooting guide, and spare parts/consumables list. Data system and software not included but are available as separate items. | 52400 | 10% | 47160
Thermo Scientific | Gas Chromatography (Trace 1300/1310 standalone GC) | No | PGA000010011 | PERMANENT GAS ANALYZER | 55900 | 10% | 50310
Thermo Scientific | Gas Chromatography (Trace 1300/1310 standalone GC) | No | PGA160010011 | PERMANENT GAS ANALYZER 120V This turnkey system is a dedicated analyzer for the analysis of permanent gases in gas samples. Utilizing the TRACE 1610 gas chromatograph equipped with a single TCD detector. The TCD analyzes for permanent gases O2, N2, CO, and CO2. This system is configured with an auxiliary oven, two columns, one sample loop, and two valves. Analyzer is delivered fully tested and includes complete documentation package including method, plumbing diagram, setup and troubleshooting guide, and spare parts/consumables list. Data system and reporting package not included but are available as separate items. | 51600 | 10% | 46440
Thermo Scientific | Gas Chromatography (Trace 1300/1310 standalone GC) | No | PGA160010011-230 | PERMANENT GAS ANALYZER 230V This turnkey system is a dedicated analyzer for the analysis of permanent gases in gas samples. Utilizing the TRACE 1610 gas chromatograph equipped with a single TCD detector. The TCD analyzes for permanent gases O2, N2, CO, and CO2. This system is configured with an auxiliary oven, two columns, one sample loop, and two valves. Analyzer is delivered fully tested and includes complete documentation package including method, plumbing diagram, setup and troubleshooting guide, and spare parts/consumables list. Data system and reporting package not included but are available as separate items. | 51600 | 10% | 46440
Thermo Scientific | Gas Chromatography (Trace 1300/1310 standalone GC) | No | PGACOCO2161 | PERMANENT GASES AND LOW LEVEL CO CO2 120V This turnkey system is a designed for the analysis of Carbon Monoxide (CO) and Carbon Dioxide (CO2) and permanent gases in gas samples. Utilizing the TRACE 1610 gas chromatograph equipped with. The TCD analyzes for permanent gases O2, N2, CO, and CO2. This system is configured with an auxiliary oven, two columns, one sample loop, and two valves.This turnkey system is a designed for the analysis of permanent gases and Carbon Monoxide (CO) and Carbon Dioxide (CO2) in gas streams. Utilizing the TRACE 1310 gas chromatograph equipped with a thermal conductivity detector, TCD, and a methanizer in series with an flame ionization detector, FID. The methanizer FID analyzes for CO, and CO2 and the TCD analyzed N2, O2 and Ar. This system is configured with an auxiliary oven, two columns, one sample loop, and one valve. Analyzer is delivered fully tested and includes complete documentation package including method, plumbing diagram, setup and troubleshooting guide, and spare parts/consumables list. Data system and reporting package not included but are available as separate items. | 58300 | 10% | 52470
Thermo Scientific | Gas Chromatography (Trace 1300/1310 standalone GC) | No | PGACOCO2161-230 | PERMANENT GASES AND LOW LEVEL CO CO2 230V This turnkey system is a designed for the analysis of Carbon Monoxide (CO) and Carbon Dioxide (CO2) and permanent gases in gas samples. Utilizing the TRACE 1610 gas chromatograph equipped with. The TCD analyzes for permanent gases O2, N2, CO, and CO2. This system is configured with an auxiliary oven, two columns, one sample loop, and two valves.This turnkey system is a designed for the analysis of permanent gases and Carbon Monoxide (CO) and Carbon Dioxide (CO2) in gas streams. Utilizing the TRACE 1310 gas chromatograph equipped with a thermal conductivity detector, TCD, and a methanizer in series with an flame ionization detector, FID. The methanizer FID analyzes for CO, and CO2 and the TCD analyzed N2, O2 and Ar. This system is configured with an auxiliary oven, two columns, one sample loop, and one valve. Analyzer is delivered fully tested and includes complete documentation package including method, plumbing diagram, setup and troubleshooting guide, and spare parts/consumables list. Data system and reporting package not included but are available as separate items. | 58300 | 10% | 52470
Thermo Scientific | Gas Chromatography (Trace 1300/1310 standalone GC) | No | REFG16030111 | RGA 3 CH, PG & CO2, C1-C8, H2/HELIUM 120V This turnkey system is a dedicated analyzer for the analysis of refinery gases. Utilizing the TRACE 1610 gas chromatograph equipped with three detectors, 2 TCDs and 1 FID. Each detector is controlled independently and data collected on a separate channel. Channel 1 TCD analyzes for permanent gases O2, N2, CO, CO2 and light hydrocarbons - methane, ethane, and acetylene. Channel 2 FID provides detection of hydrocarbons C1-C8 as individual components. Channel 3 TCD is used for H2/He. This system is configured with an auxiliary oven, five columns, three sample loops, and four valves. Analyzer is delivered fully tested and includes complete documentation package including method, plumbing diagram, setup and troubleshooting guide, and spare parts/consumables list. Data system and reporting package not included but are available as separate items. | 86500 | 10% | 77850
Thermo Scientific | Gas Chromatography (Trace 1300/1310 standalone GC) | No | REFG16030111-230 | RGA 3 CH, PG & CO2, C1-C8, H2/HELIUM 230V This turnkey system is a dedicated analyzer for the analysis of refinery gases. Utilizing the TRACE 1610 gas chromatograph equipped with three detectors, 2 TCDs and 1 FID. Each detector is controlled independently and data collected on a separate channel. Channel 1 TCD analyzes for permanent gases O2, N2, CO, CO2 and light hydrocarbons - methane, ethane, and acetylene. Channel 2 FID provides detection of hydrocarbons C1-C8 as individual components. Channel 3 TCD is used for H2/He. This system is configured with an auxiliary oven, five columns, three sample loops, and four valves. Analyzer is delivered fully tested and includes complete documentation package including method, plumbing diagram, setup and troubleshooting guide, and spare parts/consumables list. Data system and reporting package not included but are available as separate items. | 86500 | 10% | 77850
Thermo Scientific | Gas Chromatography (Trace 1300/1310 standalone GC) | No | REFG16030121 | RGA 3 CH, PG & CO2, C1-C5/C6+, H2/HELIUM 120V This turnkey system is a dedicated analyzer for the analysis of refinery gases. Utilizing the TRACE 1610 gas chromatograph equipped with three detectors, 2 TCDs and 1 FID. Each detector is controlled independently and data collected on a separate channel. Channel 1 TCD analyzes for permanent gases O2, N2, CO, CO2 and light hydrocarbons methane, ethane, and acetylene. Channel 2 FID provides detection of hydrocarbons C1-C5 as individual components and an early regroup peak of C6+ (which may contain some C5 olefins). Channel 3 TCD is used for H2/He. This system is configured with an auxiliary oven, seven columns, three sample loops, five valves, an FID and 2 TCDs . Analysis time is approximately 20 minutes. System is delivered fully tested and includes complete documentation package including method, plumbing diagram, setup and troubleshooting guide, and spare parts/consumables list. Data system and reporting package not included but are available as separate items. | 96600 | 10% | 86940
Thermo Scientific | Gas Chromatography (Trace 1300/1310 standalone GC) | No | REFG16030121-230 | RGA 3 CH, PG & CO2, C1-C5/C6+, H2/HELIUM 230V This turnkey system is a dedicated analyzer for the analysis of refinery gases. Utilizing the TRACE 1610 gas chromatograph equipped with three detectors, 2 TCDs and 1 FID. Each detector is controlled independently and data collected on a separate channel. Channel 1 TCD analyzes for permanent gases O2, N2, CO, CO2 and light hydrocarbons methane, ethane, and acetylene. Channel 2 FID provides detection of hydrocarbons C1-C5 as individual components and an early regroup peak of C6+ (which may contain some C5 olefins). Channel 3 TCD is used for H2/He. This system is configured with an auxiliary oven, seven columns, three sample loops, five valves, an FID and 2 TCDs . Analysis time is approximately 20 minutes. System is delivered fully tested and includes complete documentation package including method, plumbing diagram, setup and troubleshooting guide, and spare parts/consumables list. Data system and reporting package not included but are available as separate items. | 96600 | 10% | 86940
Thermo Scientific | Gas Chromatography (Trace 1300/1310 standalone GC) | No | REFG16030131 | RGA 3 CH, PG & CO2, C1-C5/C6+, H2/He ACID 120V This turnkey system is a dedicated analyzer for the analysis of refinery gases that contain sulfur (Acid gas). All tubing, valves, sample loops nd any other sample contacting surface hais constructed from or treated for sulfur inertness. Utilizing the TRACE 1610 gas chromatograph equipped with three detectors, 2 TCDs and 1 FID. Each detector is controlled independently and data collected on a separate channel. Channel 1 TCD analyzes for permanent gases O2, N2, CO, CO2 and light hydrocarbons methane, ethane, acetylene and H2S. Channel 2 FID provides detection of hydrocarbons C1-C5 as individual components and a regroup peak of C6+ (which may contain some C5 olefins). Channel 3 TCD is used for H2/He. This system is configured with an auxiliary oven, seven columns, three sample loops, five valves, an FID and 2 TCDs . All valves and, tubing, and loops have been treated to be inert to sulfur components. Analysis time is approximately 20 minutes. System is delivered fully tested and includes complete documentation package including method, plumbing diagram, setup and troubleshooting guide, and spare parts/consumables list. Data system and reporting package not included but are available as separate items. | 102000 | 10% | 91800
Thermo Scientific | Gas Chromatography (Trace 1300/1310 standalone GC) | No | REFG16030131-230 | RGA 3 CH, PG & CO2, C1-C5/C6+, H2/He ACID 230V This turnkey system is a dedicated analyzer for the analysis of refinery gases that contain sulfur (Acid gas). All tubing, valves, sample loops nd any other sample contacting surface hais constructed from or treated for sulfur inertness. Utilizing the TRACE 1610 gas chromatograph equipped with three detectors, 2 TCDs and 1 FID. Each detector is controlled independently and data collected on a separate channel. Channel 1 TCD analyzes for permanent gases O2, N2, CO, CO2 and light hydrocarbons methane, ethane, acetylene and H2S. Channel 2 FID provides detection of hydrocarbons C1-C5 as individual components and a regroup peak of C6+ (which may contain some C5 olefins). Channel 3 TCD is used for H2/He. This system is configured with an auxiliary oven, seven columns, three sample loops, five valves, an FID and 2 TCDs . All valves and, tubing, and loops have been treated to be inert to sulfur components. Analysis time is approximately 20 minutes. System is delivered fully tested and includes complete documentation package including method, plumbing diagram, setup and troubleshooting guide, and spare parts/consumables list. Data system and reporting package not included but are available as separate items. | 102000 | 10% | 91800
Thermo Scientific | Gas Chromatography (Trace 1300/1310 standalone GC) | No | REFG16040141 | RGA 4 CH, PG & CO2, C1-C8, C6+, H2/HELIUM 120V This analyzer is an extended capability version to the standard 3 channel Fast RGA. A second FID channel is added to provide direct injection to a capillary column for extended hydrocarbon analysis. Utilizing the TRACE 1610 gas chromatograph equipped with four detectors, 2 TCDs and 2 FIDs. Each detector is controlled independently and data collected on a separate channel. Channel 1 TCD analyzes for permanent gases O2, N2, CO, CO2 and light hydrocarbons methane, ethane, acetylene and H2S. Channel 2 FID provides detection of hydrocarbons C1-C5 as individual components and a regroup peak of C6+ (which may contain some C5 olefins). Channel 3 FID injects to a boiling point column for hydrocarbon analysis C1-C16. Channel 4 TCD is used for H2/He. This system is configured with an auxiliary oven, eight columns, four sample loops, six valves, and 2 FIDs and 2 TCDs . Analysis time is approximately 20 minutes. System is delivered fully tested and includes complete documentation package including method, plumbing diagram, setup and troubleshooting guide, and spare parts/consumables list. Data system and reporting package not included but are available as separate items. | 106800 | 10% | 96120
Thermo Scientific | Gas Chromatography (Trace 1300/1310 standalone GC) | No | REFG16040141-230 | RGA 4 CH, PG & CO2, C1-C8, C6+, H2/HELIUM 230V This analyzer is an extended capability version to the standard 3 channel Fast RGA. A second FID channel is added to provide direct injection to a capillary column for extended hydrocarbon analysis. Utilizing the TRACE 1610 gas chromatograph equipped with four detectors, 2 TCDs and 2 FIDs. Each detector is controlled independently and data collected on a separate channel. Channel 1 TCD analyzes for permanent gases O2, N2, CO, CO2 and light hydrocarbons methane, ethane, acetylene and H2S. Channel 2 FID provides detection of hydrocarbons C1-C5 as individual components and a regroup peak of C6+ (which may contain some C5 olefins). Channel 3 FID injects to a boiling point column for hydrocarbon analysis C1-C16. Channel 4 TCD is used for H2/He. This system is configured with an auxiliary oven, eight columns, four sample loops, six valves, and 2 FIDs and 2 TCDs . Analysis time is approximately 20 minutes. System is delivered fully tested and includes complete documentation package including method, plumbing diagram, setup and troubleshooting guide, and spare parts/consumables list. Data system and reporting package not included but are available as separate items. | 106800 | 10% | 96120
Thermo Scientific | Gas Chromatography (Trace 1300/1310 standalone GC) | No | REFG16040151 | RGA 4 CH, PG, C1-C8, LOW CO/CO2, H2/He 120V This turnkey system is a dedicated analyzer for the analysis of refinery gases with an added channel for low level CO/CO2. Utilizing the TRACE 1610 gas chromatograph equipped with three detectors, 2 TCDs and 1 FID, plus an added channel of a methanizer FID in series with a TCD for low level detection of CO/CO2. Each detector is controlled independently and data collected on a separate channel. Channel 1/2 TCD analyzes for permanent gases O2, N2, CO, CO2, light hydrocarbons methane, ethane, acetylene. Channel 2 methanizer FID in series with TCD 1 for low level CO/CO2. Channel 3 provides detection of hydrocarbons C1-C5 as individual components and a regroup peak of C6+ (which may contain some C5 olefins). Channel 4 TCD is used for H2/He. This system is configured with an auxiliary oven, seven columns, three sample loops, five valves, and 2 FIDs and 2 TCDs . Analysis time is approximately 20 minutes. System is delivered fully tested and includes complete documentation package including method, plumbing diagram, setup and troubleshooting guide, and spare parts/consumables list. Data system and reporting package not included but are available as separate items. | 106800 | 10% | 96120
Thermo Scientific | Gas Chromatography (Trace 1300/1310 standalone GC) | No | REFG16040151-230 | RGA 4 CH, PG, C1-C8, LOW CO/CO2, H2/He 230V This turnkey system is a dedicated analyzer for the analysis of refinery gases with an added channel for low level CO/CO2. Utilizing the TRACE 1610 gas chromatograph equipped with three detectors, 2 TCDs and 1 FID, plus an added channel of a methanizer FID in series with a TCD for low level detection of CO/CO2. Each detector is controlled independently and data collected on a separate channel. Channel 1/2 TCD analyzes for permanent gases O2, N2, CO, CO2, light hydrocarbons methane, ethane, acetylene. Channel 2 methanizer FID in series with TCD 1 for low level CO/CO2. Channel 3 provides detection of hydrocarbons C1-C5 as individual components and a regroup peak of C6+ (which may contain some C5 olefins). Channel 4 TCD is used for H2/He. This system is configured with an auxiliary oven, seven columns, three sample loops, five valves, and 2 FIDs and 2 TCDs . Analysis time is approximately 20 minutes. System is delivered fully tested and includes complete documentation package including method, plumbing diagram, setup and troubleshooting guide, and spare parts/consumables list. Data system and reporting package not included but are available as separate items. | 106800 | 10% | 96120
Thermo Scientific | Gas Chromatography (Trace 1300/1310 standalone GC) | No | REFG16040161 | RGA 4 CH, PG, C1-C8, H2/He, SULFUR COMP 120V This turnkey system is a dedicated analyzer for the analysis of refinery gases. Utilizing the TRACE 1610 gas chromatograph equipped with four detectors, 2 TCDs 1 FID, and 1 FPD. Each detector is controlled independently and data collected on a separate channel. Channel 1 TCD analyzes for permanent gases O2, N2, CO, CO2 and light hydrocarbons methane, ethane, acetylene and H2S. Channel 2 FID provides detection of hydrocarbons C1-C5 as individual components and a regroup peak of C6+ (which may contain some C5 olefins). Channel 3 FPD injects to a capillary column for sulfur analysis on the FPD. Channel 4 TCD is used for H2/He. This system is configured with an auxiliary oven, eight columns, four sample loops, six valves, and 1 FID, 1 FPD and 2 TCDs . Analysis time is approximately 20 minutes. System is delivered fully tested and includes complete documentation package including method, plumbing diagram, setup and troubleshooting guide, and spare parts/consumables list. Data system and reporting package not included but are available as separate items. | 118100 | 10% | 106290
Thermo Scientific | Gas Chromatography (Trace 1300/1310 standalone GC) | No | REFG16040161-230 | RGA 4 CH, PG, C1-C8, H2/He, SULFUR COMP 230V This turnkey system is a dedicated analyzer for the analysis of refinery gases. Utilizing the TRACE 1610 gas chromatograph equipped with four detectors, 2 TCDs 1 FID, and 1 FPD. Each detector is controlled independently and data collected on a separate channel. Channel 1 TCD analyzes for permanent gases O2, N2, CO, CO2 and light hydrocarbons methane, ethane, acetylene and H2S. Channel 2 FID provides detection of hydrocarbons C1-C5 as individual components and a regroup peak of C6+ (which may contain some C5 olefins). Channel 3 FPD injects to a capillary column for sulfur analysis on the FPD. Channel 4 TCD is used for H2/He. This system is configured with an auxiliary oven, eight columns, four sample loops, six valves, and 1 FID, 1 FPD and 2 TCDs . Analysis time is approximately 20 minutes. System is delivered fully tested and includes complete documentation package including method, plumbing diagram, setup and troubleshooting guide, and spare parts/consumables list. Data system and reporting package not included but are available as separate items. | 118100 | 10% | 106290
Thermo Scientific | Gas Chromatography (Trace 1300/1310 standalone GC) | No | REFGAS030111 | RGA 3 CH, PG & CO2, C1-C8, H2/HELIUM | 89000 | 10% | 80100
Thermo Scientific | Gas Chromatography (Trace 1300/1310 standalone GC) | No | REFGAS030131 | RGA 3 CH, PG & CO2, C1-C5/C6+, H2/HE ACI | 105100 | 10% | 94590
Thermo Scientific | Gas Chromatography (Trace 1300/1310 standalone GC) | No | REFGAS040141 | RGA 4 CH, PG & CO2, C1-C8, C6+,H2/HELIUM | 110000 | 10% | 99000
Thermo Scientific | Gas Chromatography (Trace 1300/1310 standalone GC) | No | REFGAS040151 | RGA 4 CH, PG, C1-C8, LOW CO/CO2, H2/HE | 110000 | 10% | 99000
Thermo Scientific | Gas Chromatography (Trace 1300/1310 standalone GC) | No | REFGAS040161 | RGA 4 CH, PG, C1-C8, H2/HE, SULFUR COMP | 121400 | 10% | 109260
Thermo Scientific | LCMS (Orbitrap, Ion Trap, Triple Quad) | No | SOT01-10000 | 1M Option ,Orbitrap Fusion Lumos Upgrade, Factory install | 382500 | 12% | 336600
Thermo Scientific | Sample Prep (Autotrace and ASE 150/350) | No | SP4350 | SP PROD,COL,4X50MM,CTHD,HARDWARE | 128 | 10% | 115.2
Thermo Scientific | Sample Prep (Autotrace and ASE 150/350) | No | SP4664 | SP PROD,COL,IP,ICE-AS1,9X150MM | 1810 | 10% | 1629
Thermo Scientific | Sample Prep (Autotrace and ASE 150/350) | No | SP4666 | SP PROD,COL,IP,AS14,3X250MM | 2860 | 10% | 2574
Thermo Scientific | Sample Prep (Autotrace and ASE 150/350) | No | SP5490 | SP PROD,COL,AP,PA10,9X250MM | 3910 | 10% | 3519
Thermo Scientific | Sample Prep (Autotrace and ASE 150/350) | No | SP5678 | SP PROD,COL,AP,PA10,4X250MM | 3220 | 10% | 2898
Thermo Scientific | Sample Prep (Autotrace and ASE 150/350) | No | SP5680 | SP PROD,COL,AP,PA10G,4X50MM | 1090 | 10% | 981
Thermo Scientific | Sample Prep (Autotrace and ASE 150/350) | No | SP6223 | SP PROD,STD,CAFFEINE,100ML,SET/6 | 1110 | 10% | 999
Thermo Scientific | Sample Prep (Autotrace and ASE 150/350) | No | SP6301 | SP PROD,COL,CP,PA1,SANOFI,4X250MM | 2610 | 10% | 2349
Thermo Scientific | Sample Prep (Autotrace and ASE 150/350) | No | SP6303 | SP PROD,COL,CP,PA1G,SANOFI,4X50MM | 1040 | 10% | 936
Thermo Scientific | Sample Prep (Autotrace and ASE 150/350) | No | SP6873 | SP PROD,COL,IP,AG17,4X50MM | 269 | 10% | 242.1
Thermo Scientific | Sample Prep (Autotrace and ASE 150/350) | No | SP6907 | SP PROD,COL,IP,NG2,5UM,4X35MM | 224 | 10% | 201.6
Thermo Scientific | Sample Prep (Autotrace and ASE 150/350) | No | SP6922 | SP PROD,COL,CP,MA1,2X250MM | 2600 | 10% | 2340
Thermo Scientific | Sample Prep (Autotrace and ASE 150/350) | No | SP6936 | SP PROD COL IP CTC-1 9X24MM PACK W DI | 429 | 10% | 386.1
Thermo Scientific | Sample Prep (Autotrace and ASE 150/350) | No | SP6944 | SP PROD,COL,IP,NG1,CAP,0.4X50MM | 687 | 10% | 618.3
Thermo Scientific | Sample Prep (Autotrace and ASE 150/350) | No | SP6948 | SP PROD,MEM,ASRS 300,2MM | 1520 | 10% | 1368
Thermo Scientific | Sample Prep (Autotrace and ASE 150/350) | No | SP6949 | SP PROD,MEM,ASRS 300,4MM | 1520 | 10% | 1368
Thermo Scientific | Sample Prep (Autotrace and ASE 150/350) | No | SP6950 | SP PROD,MEM,CSRS 300,2MM | 1520 | 10% | 1368
Thermo Scientific | Sample Prep (Autotrace and ASE 150/350) | No | SP6951 | SP PROD,MEM,CSRS 300,4MM | 1520 | 10% | 1368
Thermo Scientific | Sample Prep (Autotrace and ASE 150/350) | No | SP6953 | PROD,AERS 500e,2MM | 1320 | 10% | 1188
Thermo Scientific | Sample Prep (Autotrace and ASE 150/350) | No | SP6955 | PROD,CERS 500e,2MM | 1320 | 10% | 1188
Thermo Scientific | Gas Chromatography (Trace 1300/1310 standalone GC) | No | TIGAHE160013 | TRACE IMPURITIES IN HELIUM 120V This turnkey system is a dedicated analyzer for the analysis of trace impurities in Helium. Utilizing the TRACE 1610 gas chromatograph equipped with a single pulsed discharge helium ionization detector (PDHID) to detect low level impurites such as H2, O2, Ar, N2, CO, CO2 and light hydrocarbons C1-C4. This system is configured with an auxiliary oven, two columns, two purged valves and one sample loop. Analyzer is delivered fully tested and includes complete documentation package including method, plumbing diagram, setup and troubleshooting guide, and spare parts/consumables list. Data system and reporting package not included but are available as separate items. | 60000 | 10% | 54000
Thermo Scientific | Gas Chromatography (Trace 1300/1310 standalone GC) | No | TIGAHE160013-230 | TRACE IMPURITIES IN HELIUM 230V This turnkey system is a dedicated analyzer for the analysis of trace impurities in Helium. Utilizing the TRACE 1610 gas chromatograph equipped with a single pulsed discharge helium ionization detector (PDHID) to detect low level impurites such as H2, O2, Ar, N2, CO, CO2 and light hydrocarbons C1-C4. This system is configured with an auxiliary oven, two columns, two purged valves and one sample loop. Analyzer is delivered fully tested and includes complete documentation package including method, plumbing diagram, setup and troubleshooting guide, and spare parts/consumables list. Data system and reporting package not included but are available as separate items. | 60000 | 10% | 54000
Thermo Scientific | Gas Chromatography (Trace 1300/1310 standalone GC) | No | TIGAMS010012 | TRACE IMPURITIES IN H2,HE,AR,N2 | 74900 | 10% | 67410
Thermo Scientific | Gas Chromatography (Trace 1300/1310 standalone GC) | No | TIGAMS160012 | TRACE IMPURITIES IN H2, He, Ar, N2 120V This turnkey system is a dedicated analyzer for the analysis of trace impurities in Hydrogen, Helium, Nitrogen or Argon. Utilizing the TRACE 1610 gas chromatograph equipped with a single pulsed discharge helium ionization detector (PDHID) to detect low level impurites such as H2, O2 Ar, N2, CO, CO2 and light hydrocarbons C1-C4. This system is configured with an auxiliary oven, three columns, two sample loops, and three purged valves. Analyzer is delivered fully tested and includes complete documentation package including method, plumbing diagram, setup and troubleshooting guide, and spare parts/consumables list. Data system and reporting package not included but are available as separate items. | 72800 | 10% | 65520
Thermo Scientific | Gas Chromatography (Trace 1300/1310 standalone GC) | No | TIGAMS160012-230 | TRACE IMPURITIES IN H2, He, Ar, N2 230V This turnkey system is a dedicated analyzer for the analysis of trace impurities in Hydrogen, Helium, Nitrogen or Argon. Utilizing the TRACE 1610 gas chromatograph equipped with a single pulsed discharge helium ionization detector (PDHID) to detect low level impurites such as H2, O2 Ar, N2, CO, CO2 and light hydrocarbons C1-C4. This system is configured with an auxiliary oven, three columns, two sample loops, and three purged valves. Analyzer is delivered fully tested and includes complete documentation package including method, plumbing diagram, setup and troubleshooting guide, and spare parts/consumables list. Data system and reporting package not included but are available as separate items. | 72800 | 10% | 65520
Thermo Scientific | Gas Chromatography (Trace 1300/1310 standalone GC) | No | TIGAOX160011 | TRACE IMPURITIES IN OXYGEN 120v This turnkey system is a dedicated analyzer for the analysis of trace impurities in Oxygen. Utilizing the TRACE 1610 gas chromatograph equipped with a single pulsed discharge helium ionization detector (PDHID) to detect low level impurites such as H2, Ar, N2, CO, CO2 and light hydrocarbons C1-C4. This system is configured with an auxiliary oven, two columns, two sample loops, three purged valves and a De-Ox trap to remove the bulk oxygen from the sample. Analyzer is delivered fully tested and includes complete documentation package including method, plumbing diagram, setup and troubleshooting guide, and spare parts/consumables list. Data system and reporting package not included but are available as separate items. | 74900 | 10% | 67410
Thermo Scientific | Gas Chromatography (Trace 1300/1310 standalone GC) | No | TIGAOX160011-230 | TRACE IMPURITIES IN OXYGEN 230V This turnkey system is a dedicated analyzer for the analysis of trace impurities in Oxygen. Utilizing the TRACE 1610 gas chromatograph equipped with a single pulsed discharge helium ionization detector (PDHID) to detect low level impurites such as H2, Ar, N2, CO, CO2 and light hydrocarbons C1-C4. This system is configured with an auxiliary oven, two columns, two sample loops, three purged valves and a De-Ox trap to remove the bulk oxygen from the sample. Analyzer is delivered fully tested and includes complete documentation package including method, plumbing diagram, setup and troubleshooting guide, and spare parts/consumables list. Data system and reporting package not included but are available as separate items. | 74900 | 10% | 67410
Thermo Scientific | Gas Chromatography (Trace 1300/1310 standalone GC) | No | TOGAMAC160011 | TOGA METHOD A OR C NEEDLE INJECTION 120V This GC analyzer is configured for the analysis of gases dissolved in electrical insulating oil according to ASTM method D3612 method A or C. Method A requires a manual injection of the extracted gas samples through a split/splitless injection port. Method C requires sample injection from a TriPlus 500 HS headspace autosampler with external transfer line (not included). NOTE: TriPlus RSH configured for headspace is not compatible with this system. Analyzer is delivered fully tested and includes complete documentation package including method, plumbing diagram, setup and troubleshooting guide, and spare parts/consumables list. Data system and reporting package not included but are available as separate items. | 66800 | 10% | 60120
Thermo Scientific | Gas Chromatography (Trace 1300/1310 standalone GC) | No | TOGAMAC160011-230 | TOGA METHOD A OR C NEEDLE INJECTION 230V This GC analyzer is configured for the analysis of gases dissolved in electrical insulating oil according to ASTM methd D3612 method A or C. Method A requires a manual injection of the extracted gas samples through a split/splitless injection port. Method C requires sample injection from a TriPlus 500 HS headspace autosampler with external transfer line (not included). NOTE: TriPlus RSH configured for headspace is not compatible with this system.. Analyzer is delivered fully tested and includes complete documentation package including method, plumbing diagram, setup and troubleshooting guide, and spare parts/consumables list. Data system and reporting package not included but are available as separate items. | 66800 | 10% | 60120
Thermo Scientific | Gas Chromatography (Trace 1300/1310 standalone GC) | No | TOGAMAC160022 | TOGA METHOD A OR C WITH SULFER BYPASS 120V This GC analyzer is configured for the analysis of gases dissolved in electrical insulating oil according to ASTM method D3612 method A or C. This configuration includes an additional valve to allow any sulfur species in the sample to bypass the methanizer increasing its lifetime. Method A requires a manual injection of the extracted gas samples through a split/splitless injection port. Method C requires sample injection from a TriPlus 500 HS headspace autosampler with external transfer line (not included). NOTE: TriPlus RSH configured for headspace is not compatible with this system.. Analyzer is delivered fully tested and includes complete documentation package including method, plumbing diagram, setup and troubleshooting guide, and spare parts/consumables list. Data system and reporting package not included but are available as separate items. | 80300 | 10% | 72270
Thermo Scientific | Gas Chromatography (Trace 1300/1310 standalone GC) | No | TOGAMAC160022-230 | TOGA METHOD A OR C WITH SULFER BYPASS 230V This GC analyzer is configured for the analysis of gases dissolved in electrical insulating oil according to ASTM method D3612 method A or C. This configuration includes an additional valve to allow any sulfur species in the sample to bypass the methanizer increasing its lifetime. Method A requires a manual injection of the extracted gas samples through a split/splitless injection port. Method C requires sample injection from a TriPlus 500 HS headspace autosampler with external transfer line (not included). NOTE: TriPlus RSH configured for headspace is not compatible with this system.. Analyzer is delivered fully tested and includes complete documentation package including method, plumbing diagram, setup and troubleshooting guide, and spare parts/consumables list. Data system and reporting package not included but are available as separate items. | 80300 | 10% | 72270
Thermo Scientific | Gas Chromatography Mass Spectrometry (DFS) | No | TS-MKITG503 | POPs confirmation consumables starter kit for Trace 1310 and RSH; including 60m TR-5MS GC column, liners, ferrules, septa and syringes | 2775.04 | 5% | 2636.28
Thermo Scientific | LCMS (Orbitrap, Ion Trap, Triple Quad) | No | TSQ02-10001 | TSQ Quantis - Including OptaMax NG Source, Syringe, 6 port valve (incl. 1yrs factory warranty) | 368400 | 12% | 324192
Thermo Scientific | LCMS (Orbitrap, Ion Trap, Triple Quad) | No | TSQ02-11001 | TSQ Quantis - Including OptaMax NG Source, Syringe, 6 port valve (incl. 1yrs factory warranty) - ECODRY | 380700 | 12% | 335016
Thermo Scientific | LCMS (Orbitrap, Ion Trap, Triple Quad) | No | TSQ02-21001 | TSQ Quantis MD Series - Including OptaMax NG Source, Syringe, 6 port valve (incl. 3yrs factory warranty) | 406100 | 12% | 357368
Thermo Scientific | LCMS (Orbitrap, Ion Trap, Triple Quad) | No | TSQ02-21002 | TSQ Altis MD Series - Including OptaMax NG Source, Syringe, 6 port valve (incl. 3yrs factory warranty) | 504200 | 12% | 443696
Thermo Scientific | LCMS (Orbitrap, Ion Trap, Triple Quad) | No | TSQ03-10001 | TSQ Quantis Plus - Including OptaMax NG Source, Syringe, 6 port valve (incl. 3yrs factory warranty) | 421800 | 12% | 371184
Thermo Scientific | LCMS (Orbitrap, Ion Trap, Triple Quad) | No | TSQ03-10002 | TSQ Altis Plus - Including OptaMax NG Source, Syringe, 6 port valve (incl. 3yrs factory warranty) | 555600 | 12% | 488928
Thermo Scientific | LCMS (Orbitrap, Ion Trap, Triple Quad) | No | TSQ03-10003 | TSQ Fortis Plus - Including OptaMax NG Source, Syringe, 6 port valve (incl. 3yrs factory warranty) | 277100 | 12% | 243848
Thermo Scientific | LCMS (Orbitrap, Ion Trap, Triple Quad) | No | TSQ03-11001 | TSQ Quantis Plus - Including OptaMax NG Source, Syringe, 6 port valve (incl. 3yrs factory warranty) - ECODRY | 433800 | 12% | 381744
Thermo Scientific | LCMS (Orbitrap, Ion Trap, Triple Quad) | No | TSQ03-11002 | TSQ Altis Plus- Including OptaMax NG Source, Syringe, 6 port valve (incl. 3yrs factory warranty) - DRY PUMP | 567300 | 12% | 499224
Thermo Scientific | LCMS (Orbitrap, Ion Trap, Triple Quad) | No | TSQ03-11003 | TSQ Fortis Plus- Including OptaMax NG Source, Syringe, 6 port valve (incl. 3yrs factory warranty) - ECODRY | 289200 | 12% | 254496
Thermo Scientific | LCMS (Orbitrap, Ion Trap, Triple Quad) | No | TSQ8000EVO | TSQ 8000 EVO Mass Spec Vac Lock with EI | 242700 | 12% | 213576
Thermo Scientific | Gas Chromatography Mass Spectrometry (EVO or Duo Triple Quad) | No | TSQ8000EVO-NOVPI | TSQ 8000 EVO Mass Spec NO Vac Lock w/ EI | 190100 | 12% | 167288
Thermo Scientific | Gas Chromatography Mass Spectrometry (EVO or Duo Triple Quad) | No | TSQ9610-MTNOVPI | TSQ 9610 NO VPI Med Turbo ExtractaBrite | 156900 | 12% | 138072
Thermo Scientific | Gas Chromatography Mass Spectrometry (EVO or Duo Triple Quad) | No | TSQ9610-NOVPI-AEI | TSQ 9610 NO VPI Large Turbo AEI | 187900 | 12% | 165352
Thermo Scientific | Gas Chromatography Mass Spectrometry (EVO or Duo Triple Quad) | No | TSQ9610-NV-AEI | TSQ 9610 NeverVent AEI | 235600 | 12% | 207328
Thermo Scientific | Gas Chromatography Mass Spectrometry (EVO or Duo Triple Quad) | No | TSQ9610-VPICI | TSQ 9610 VPI EI CI ExtractaBrite | 251300 | 12% | 221144
Thermo Scientific | LCMS (Orbitrap, Ion Trap, Triple Quad) | No | UVPD1-10000 | UVPD, Orbitrap Fusion Lumos Upgrade, Factory install | 229600 | 12% | 202048
Thermo Scientific | LCMS (Orbitrap, Ion Trap, Triple Quad) | No | UVPD1-20000 | UVPD, Orbitrap Fusion Lumos Field Upgrade | 229600 | 12% | 202048
Thermo Scientific | HPLC (Vanquish) | No | VC-A12-A-02 | Split Sampler CT | 24700 | 15% | 20995
Thermo Scientific | HPLC (Vanquish) | No | VC-A13-A-02 | Split Sampler C | 19100 | 15% | 16235
Thermo Scientific | HPLC (Vanquish) | No | VC-C10-A-03 | Column Compartment C | 5470 | 15% | 4649.5
Thermo Scientific | HPLC (Vanquish) | No | VC-D11-A-01 | Diode Array Detector CG | 22800 | 15% | 19380
Thermo Scientific | HPLC (Vanquish) | No | VC-D12-A-01 | Multi Wavelength Detector CG | 16400 | 15% | 13940
Thermo Scientific | HPLC (Vanquish) | No | VC-D40-A-01 | Variable Wavelength Detector C | 11200 | 15% | 9520
Thermo Scientific | HPLC (Vanquish) | No | VC-D50-A-01 | Fluorescence Detector C | 17600 | 15% | 14960
Thermo Scientific | HPLC (Vanquish) | No | VC-D51-A-01 | Fluorescence Detector C, Dual-PMT | 20000 | 15% | 17000
Thermo Scientific | HPLC (Vanquish) | No | VC-D60-A-01 | Refractive Index Detector C | 18000 | 15% | 15300
Thermo Scientific | HPLC (Vanquish) | No | VC-P10-A-01 | Binary Pump C | 24400 | 15% | 20740
Thermo Scientific | HPLC (Vanquish) | No | VC-P20-A-01 | Quaternary Pump C | 20300 | 15% | 17255
Thermo Scientific | HPLC (Vanquish) | No | VC-P21-A-01 | Quaternary Pump CN | 20300 | 15% | 17255
Thermo Scientific | HPLC (Vanquish) | No | VC-P32-A-01 | Dual Pump C | 35100 | 15% | 29835
Thermo Scientific | HPLC (Vanquish) | No | VC-P33-A-01 | Dual Pump CN | 35100 | 15% | 29835
Thermo Scientific | HPLC (Vanquish) | No | VC-P40-A-01 | Isocratic Pump C | 8800 | 15% | 7480
Thermo Scientific | HPLC (Vanquish) | No | VC-S01-A-02 | System Base Vanquish Core | 1550 | 15% | 1317.5
Thermo Scientific | HPLC (Vanquish) | No | VF-A40-A-02 | Dual Split Sampler FT | 49100 | 15% | 41735
Thermo Scientific | HPLC (Vanquish) | No | VF-D11-A-01 | Diode Array Detector FG | 32400 | 15% | 27540
Thermo Scientific | HPLC (Vanquish) | No | VF-D20-A | Charged Aerosol Detector F | 52000 | 15% | 44200
Thermo Scientific | HPLC (Vanquish) | No | VF-D40-A | Variable Wavelength Detector F | 14200 | 15% | 12070
Thermo Scientific | HPLC (Vanquish) | No | VF-D50-A | Vanquish Fluorescence Detector F | 23200 | 15% | 19720
Thermo Scientific | HPLC (Vanquish) | No | VF-D51-A | Vanquish Fluorescence Detector F with Dual-PMT | 25800 | 15% | 21930
Thermo Scientific | HPLC (Vanquish) | No | VF-F20-A-01 | Integral Fraction Collector FT | 23400 | 15% | 19890
Thermo Scientific | HPLC (Vanquish) | No | VF-P20-A | Quaternary Pump F | 27300 | 15% | 23205
Thermo Scientific | HPLC (Vanquish) | No | VF-P32-A-01 | Dual Pump F | 36000 | 15% | 30600
Thermo Scientific | HPLC (Vanquish) | No | VF-S01-A-02 | System Base Vanquish Horizon/Flex | 3040 | 15% | 2584
Thermo Scientific | HPLC (Vanquish) | No | VF-S02-A-02 | System Base Vanquish Duo for Dual LC | 4940 | 15% | 4199
Thermo Scientific | HPLC (Vanquish) | No | VH-A10-A-02 | Split Sampler HT | 39600 | 15% | 33660
Thermo Scientific | HPLC (Vanquish) | No | VH-A40-A-02 | Dual Split Sampler HAT | 56000 | 15% | 47600
Thermo Scientific | HPLC (Vanquish) | No | VH-C10-A-03 | Column Compartment H | 8660 | 15% | 7361
Thermo Scientific | HPLC (Vanquish) | No | VH-D10-A | Diode Array Detector HL | 31600 | 15% | 26860
Thermo Scientific | HPLC (Vanquish) | No | VH-D20-A | Charged Aerosol Detector H | 69800 | 15% | 59330
Thermo Scientific | HPLC (Vanquish) | No | VH-P10-A-02 | Binary Pump H | 49200 | 15% | 41820
Thermo Scientific | HPLC (Vanquish) | No | VN-C10-A-01 | Column Compartment N | 11600 | 15% | 9860
Thermo Scientific | HPLC (Vanquish) | No | VN-P10-A-01 | Binary Pump N | 51000 | 15% | 43350
Thermo Scientific | HPLC (Vanquish) | No | VN-S01-A-02 | System Base Vanquish Neo | 1450 | 15% | 1232.5
Thermo Scientific | HPLC (Vanquish) | No | VN-S10-A-01 | Vanquish Neo System | 132100 | 15% | 112285
Thermo Scientific | HPLC (Vanquish) | No | VQF01-20001 | Vanquish MD HPLC | 92800 | 15% | 78880
Thermo Scientific | LCMS (Orbitrap, Ion Trap, Triple Quad) | No | VSIS1-10000 | Verispray Ion Source | 93000 | 12% | 81840
Thermo Scientific | LCMS (Orbitrap, Ion Trap, Triple Quad) | No | VSMZ1-10000 | Verspray Magazine | 603 | 12% | 530.64
Thermo Scientific | LCMS (Orbitrap, Ion Trap, Triple Quad) | No | VSPM1-10000 | Verispray Plate Loader + Magazine | 34900 | 12% | 30712
Thermo Scientific | LCMS (Orbitrap, Ion Trap, Triple Quad) | No | VSSP1-10000 | Verispray Box, Sample Plates (10 plates) | 1480 | 12% | 1302.4

## Lot 2
Thermo Electron North America LLC
Lot 2 Consumables & Supplies | [5 empty] | 2025-11-05
Manufacturer | Category Name | Bundled | SKU/Part Number | Product Name/Description | Retail Price | NYS Discount | NYS Net Price
Thermo Scientific | CCS | No | 35032423 | FIXING NUT FOR COLUMN (set of 5) | 93.53 | 20% | 74.82
Thermo Scientific | CCS | No | 365D0271 | 10uL Syr 23S Gauge, FN, 57mm Length3 | 103.43 | 20% | 82.74

## Lot 3
Thermo Electron North America LLC
Lot 3 Accessories & Peripherals | [5 empty] | 2025-11-05
Manufacturer | Category Name | Bundled | SKU/Part Number | Product Name/Description | Retail Price | NYS Discount | NYS Net Price
Thermo Scientific | UV-Vis | No | 10010110 | Spare 7-cell Changer | 712 | 3% | 690.64
Thermo Scientific | UV-Vis | No | 10010701 | CVC NIST Carousel Only | 4305 | 3% | 4175.85
Thermo Scientific | UV-Vis | No | 10010721 | CVC NIST with Smart Base | 6732 | 3% | 6530.04
Thermo Scientific | UV-Vis | No | 10011101 | 100 mm Rectangular Cell Holder/Baseplate | 1204 | 3% | 1167.88
Thermo Scientific | UV-Vis | No | 10011301 | Test Tube and Vial Holder/Baseplate | 624 | 3% | 605.28
Thermo Scientific | UV-Vis | No | 10011401 | Temperature Probe accessory | 1918 | 3% | 1860.46
Thermo Scientific | UV-Vis | No | 10011501 | Adjustable Microcell Holder/Baseplate | 904 | 3% | 876.88
Thermo Scientific | UV-Vis | No | 10011601 | 10 mm Rectangular Cell Holder/Baseplate | 455 | 3% | 441.35
Thermo Scientific | UV-Vis | No | 10011701 | 10mm Rect Cell Hldr for 15mm z-height/BP | 580 | 3% | 562.6
Thermo Scientific | UV-Vis | No | 10012101 | Front Sample Compartment Panel | 823 | 3% | 798.31
Thermo Scientific | UV-Vis | No | 10012201 | Fiber Optic Coupler | 3897 | 3% | 3780.09
Thermo Scientific | UV-Vis | No | 10040101 | VISIONpro PC software (single license) | 906 | 3% | 878.82
Thermo Scientific | UV-Vis | No | 10040131 | Upgrade to VISIONpro | 580 | 3% | 562.6
Thermo Scientific | UV-Vis | No | 10040201 | VISIONlife PC software | 1092 | 3% | 1059.24
Thermo Scientific | UV-Vis | No | 10040221 | Upgrade to VISIONlife | 564 | 3% | 547.08
Thermo Scientific | UV-Vis | No | 10040301 | VISIONsecurity PC software, one license | 3203 | 3% | 3106.91
Thermo Scientific | UV-Vis | No | 10040351 | VISIONsecurity Evaluation DVD | 179 | 3% | 173.63
Thermo Scientific | UV-Vis | No | 10050801 | Qtz SemiMicro Cell, 2 mm, Masked Lid | 624 | 3% | 605.28
Thermo Scientific | UV-Vis | No | 401317263061 | Cable, 9DBF-DB9F null modem RS232C | 43 | 3% | 41.71
Thermo Scientific | UV-Vis | No | 942316810101 | Rect Glass Cell Lidded 1 mm | 221 | 3% | 214.37
Thermo Scientific | UV-Vis | No | 942316810201 | Rect Glass Cell Lidded 2 mm | 211 | 3% | 204.67
Thermo Scientific | UV-Vis | No | 942316810301 | Rect Glass Cell Lidded 5 mm | 192 | 3% | 186.24
Thermo Scientific | UV-Vis | No | 942316814401 | Qtz SemiMicro Cell, 2 mm, 15 mm, Masked | 754 | 3% | 731.38
Thermo Scientific | UV-Vis | No | 0022-002 | Magnetic Film Holder Sample Slide | 145 | 3% | 140.65
Thermo Scientific | UV-Vis | No | 117-719000 | Advanced Digital Sipper Pump | 5080 | 3% | 4927.6
Thermo Scientific | UV-Vis | No | 222-217200 | Sample Slide Holder and Baseplate-Det | 1479 | 3% | 1434.63
Thermo Scientific | UV-Vis | No | 222-217300 | Sample Slide Holder-L no baseplate | 524 | 3% | 508.28
Thermo Scientific | UV-Vis | No | 222-217400 | Universal Sample Holder Slide | 957 | 3% | 928.29
Thermo Scientific | UV-Vis | No | 222-219500 | 30º Specular Reflectance Accessory | 1887 | 3% | 1830.39
Thermo Scientific | UV-Vis | No | 222-219600 | 45º Specular Reflectance Accessory | 1887 | 3% | 1830.39
Thermo Scientific | UV-Vis | No | 222-219800 | Diffuse Reflectance Standards 2 - 99% | 3101 | 3% | 3007.97
Thermo Scientific | UV-Vis | No | 222-220000 | Praying Mantis Diffuse Reflect Accy | 13872 | 3% | 13455.84
Thermo Scientific | UV-Vis | No | 222-226400 | UV-Vis Wavelength Standard | 1184 | 3% | 1148.48
Thermo Scientific | UV-Vis | No | 222-226500 | Stray Light Std, Sodium Nitrite | 1673 | 3% | 1622.81
Thermo Scientific | UV-Vis | No | 222-226600 | Resolution Standard - Toluene in Hexane | 1673 | 3% | 1622.81
Thermo Scientific | UV-Vis | No | 222-233500 | 15º Specular Reflectance Accessory | 1887 | 3% | 1830.39
Thermo Scientific | UV-Vis | No | 222-233600 | 20º Specular Reflectance Accessory | 1918 | 3% | 1860.46
Thermo Scientific | UV-Vis | No | 222-233700 | 60º Specular Reflectance Accessory | 2204 | 3% | 2137.88
Thermo Scientific | UV-Vis | No | 222-234300 | Rapid Mixing Accessory | 18462 | 3% | 17908.14
Thermo Scientific | UV-Vis | No | 222-234400 | Rapid Mixing Accessory w/Pneumatic Drive | 20400 | 3% | 19788
Thermo Scientific | UV-Vis | No | 222-234700 | Dual Standard - 0.25 A | 1765 | 3% | 1712.05
Thermo Scientific | UV-Vis | No | 222-234800 | Dual Standard - 0.50 A | 1765 | 3% | 1712.05
Thermo Scientific | UV-Vis | No | 222-234900 | Dual Standard - 0.75 A | 1765 | 3% | 1712.05
Thermo Scientific | UV-Vis | No | 222-235000 | Dual Standard - 1.0 A | 1745 | 3% | 1692.65
Thermo Scientific | UV-Vis | No | 222-238700 | Fiber Optic Probe Stand and Clamp | 503 | 3% | 487.91
Thermo Scientific | UV-Vis | No | 222-238800 | TPS-1500W Sealed Peltier Recirculator | 4152 | 3% | 4027.44
Thermo Scientific | UV-Vis | No | 222-238900 | Single-Position Light Sealing Plate | 369 | 3% | 357.93
Thermo Scientific | UV-Vis | No | 222-239600 | VEEMAX Var Angle Specular Reflect Accy | 10098 | 3% | 9795.06
Thermo Scientific | UV-Vis | No | 222-244800 | 8º Specular Reflectance Accessory | 7472 | 3% | 7247.84
Thermo Scientific | UV-Vis | No | 222-244900 | Sample Slide Holder-R no baseplate | 776 | 3% | 752.72
Thermo Scientific | UV-Vis | No | 222-261600 | Praying Mantis Gas Line Conversion Adapter | 243 | 3% | 235.71
Thermo Scientific | UV-Vis | No | 222-261700 | Solid Sample Slide Holder - Fixed Position | 850 | 3% | 824.5
Thermo Scientific | UV-Vis | No | 222-266800 | Fluorescence Standards Set (6 in PMMA) | 2051 | 3% | 1989.47
Thermo Scientific | UV-Vis | No | 222-269400 | ISA-220 Integrating Sphere for EVO 220 | 10251 | 3% | 9943.47
Thermo Scientific | UV-Vis | No | 222-269500 | Cuvette Holder EV-220 | 1306 | 3% | 1266.82
Thermo Scientific | UV-Vis | No | 222-275700 | Holder for Cylindrical Cells up to 100mm | 428 | 3% | 415.16
Thermo Scientific | UV-Vis | No | 268-796000 | Rectangular Cell Holder Slide 50 mm max | 654 | 3% | 634.38
Thermo Scientific | UV-Vis | No | 268-799100 | Rect Glass Cell Stopper 20 mm | 276 | 3% | 267.72
Thermo Scientific | UV-Vis | No | 268-799200 | Rect Glass Cell Stopper 40 mm | 301 | 3% | 291.97
Thermo Scientific | UV-Vis | No | 268-799400 | Rec Glass Cell Stoppers 100 mm | 697 | 3% | 676.09
Thermo Scientific | UV-Vis | No | 268-799500 | Rec Quartz Cell Stopper 10 mm | 356 | 3% | 345.32
Thermo Scientific | UV-Vis | No | 268-799600 | Rec Quartz Cell Stopper 20 mm | 468 | 3% | 453.96
Thermo Scientific | UV-Vis | No | 268-799700 | Rec Quartz Cell Stoppers 40 mm | 643 | 3% | 623.71
Thermo Scientific | UV-Vis | No | 268-799800 | Rec Quartz Cell Stoppers 50 mm | 670 | 3% | 649.9
Thermo Scientific | UV-Vis | No | 268-800000 | Qtz SemiMicro Cell, 4 mm, 10 mm PL Mask | 585 | 3% | 567.45
Thermo Scientific | UV-Vis | No | 268-800100 | Glass SemiMicro Cell, 2 mm, Stopper | 335 | 3% | 324.95
Thermo Scientific | UV-Vis | No | 268-808100 | Qtz Flowcell, 8.5 mm, 50 mm PL, SF, 4x11 | 2459 | 3% | 2385.23
Thermo Scientific | UV-Vis | No | 268-808200 | Qtz Flowcell,8.5 mm, 100 mm PL, SF, 4x11 | 3213 | 3% | 3116.61
Thermo Scientific | UV-Vis | No | 268-808300 | Qtz Flowcell, 15 mm, 10 mm PL, SF, 4x11 | 1122 | 3% | 1088.34
Thermo Scientific | UV-Vis | No | 268-808400 | Qtz Flowcell, 15 mm, 50 mm PL, SF, 4x11 | 2459 | 3% | 2385.23
Thermo Scientific | UV-Vis | No | 268-808500 | Qtz Flowcell, 15 mm, 100 mm PL, SF, 4x11 | 3091 | 3% | 2998.27
Thermo Scientific | UV-Vis | No | 268-808700 | Rect Glass Cell Lidded 100mm | 369 | 3% | 357.93
Thermo Scientific | UV-Vis | No | 268-808800 | Rect Glass Cell Lidded 10 mm | 146 | 3% | 141.62
Thermo Scientific | UV-Vis | No | 268-808900 | Rec Quartz Cell Lidded 10 mm | 258 | 3% | 250.26
Thermo Scientific | UV-Vis | No | 268-809000 | Rec Quartz Cell Stopper 1 mm | 414 | 3% | 401.58
Thermo Scientific | UV-Vis | No | 268-809100 | Rec Quartz Cell Stopper 2 mm | 378 | 3% | 366.66
Thermo Scientific | UV-Vis | No | 268-809200 | Rec Quartz Cell Stopper 5 mm | 395 | 3% | 383.15
Thermo Scientific | UV-Vis | No | 268-809300 | Rec Quartz Cell Stopper 10 mm | 588 | 3% | 570.36
Thermo Scientific | UV-Vis | No | 268-809600 | Qtz SemiMicro Cell, 4 mm, 15, Mask, st | 596 | 3% | 578.12
Thermo Scientific | UV-Vis | No | 268-809700 | Quartz SubMicro Cell, 100 µL, 8.5, sq | 574 | 3% | 556.78
Thermo Scientific | UV-Vis | No | 268-809800 | Quartz SubMicro Cell, 100 µL, 15, sq | 670 | 3% | 649.9
Thermo Scientific | UV-Vis | No | 268-809900 | Quartz SubMicro Cell, 50 µL, 8.5, sq | 612 | 3% | 593.64
Thermo Scientific | UV-Vis | No | 268-810000 | Quartz SubMicro Cell, 50 µL, 15, sq | 670 | 3% | 649.9
Thermo Scientific | UV-Vis | No | 268-811000 | Cyl Glass Cell Stopper 20 mm | 301 | 3% | 291.97
Thermo Scientific | UV-Vis | No | 268-811100 | Cyl Glass Cell Stoppers 50mm | 309 | 3% | 299.73
Thermo Scientific | UV-Vis | No | 268-811300 | Cyl Qtz Cell Stopper 20 mm | 533 | 3% | 517.01
Thermo Scientific | UV-Vis | No | 268-811400 | Cyl Qtz Cell Stoppers 50 mm | 485 | 3% | 470.45
Thermo Scientific | UV-Vis | No | 268-811500 | Cyl Qtz Cell Stoppers 100 mm | 529 | 3% | 513.13
Thermo Scientific | UV-Vis | No | 268-812100 | Qtz Flowcell, 8.5 mm, 20 mm PL, SF, 4x11 | 1857 | 3% | 1801.29
Thermo Scientific | UV-Vis | No | 268-815800 | Sample Probe for Autosamplers | 464 | 3% | 450.08
Thermo Scientific | UV-Vis | No | 268-815900 | Sample Rack, 90-position for 8 mL vials | 125 | 3% | 121.25
Thermo Scientific | UV-Vis | No | 268-816000 | Sample Rack, 60-position for 14 mL vials | 125 | 3% | 121.25
Thermo Scientific | UV-Vis | No | 268-816100 | Sample Rack, 40-position for 20 mL vials | 125 | 3% | 121.25
Thermo Scientific | UV-Vis | No | 268-816200 | Sample Rack, 24-pos for 30mL vials, pk 1 | 137 | 3% | 132.89
Thermo Scientific | UV-Vis | No | 268-816300 | Sample Rack, 21-pos for 50mL vials, pk 1 | 131 | 3% | 127.07
Thermo Scientific | UV-Vis | No | 268-816400 | Sample Vials, 8 mL vials, pkg of 1000 | 1143 | 3% | 1108.71
Thermo Scientific | UV-Vis | No | 268-816500 | Sample Vials, 14 mL vials, pkg of 1000 | 601 | 3% | 582.97
Thermo Scientific | UV-Vis | No | 268-816600 | Sample Vials, 50 mL vials, pkg of 500 | 961 | 3% | 932.17
Thermo Scientific | UV-Vis | No | 268-816700 | Sample Vials, 30 mL vials, pkg of 500 | 601 | 3% | 582.97
Thermo Scientific | UV-Vis | No | 268-816800 | Sample Vials, 20 mL vials, pkg of 500 | 601 | 3% | 582.97
Thermo Scientific | UV-Vis | No | 268-826200 | Spare Large Sample Cup for Praying Mantis | 485 | 3% | 470.45
Thermo Scientific | UV-Vis | No | 268-826300 | Spare Micro Sample Cup for Praying Mantis | 485 | 3% | 470.45
Thermo Scientific | UV-Vis | No | 268-831300 | Nucleic Acid Standard, Cuvette | 2979 | 3% | 2889.63
Thermo Scientific | UV-Vis | No | 268-832800 | Potassium Dichromate, 600 MG, NIST | 2377 | 3% | 2305.69
Thermo Scientific | UV-Vis | No | 268-833100 | High temp reaction chamber w/UV Quartz | 10812 | 3% | 10487.64
Thermo Scientific | UV-Vis | No | 268-833200 | Low temp reaction chamber w/UV quartz | 27744 | 3% | 26911.68
Thermo Scientific | UV-Vis | No | 268-833300 | 110V Computer-controlled Reaction Chamber Temperature Controller | 5195 | 3% | 5039.15
Thermo Scientific | UV-Vis | No | 268-833500 | High pressure dome w/UV quartz windows | 3785 | 3% | 3671.45
Thermo Scientific | UV-Vis | No | 268-833600 | UV-to-FTIR Conversion kit | 1511 | 3% | 1465.67
Thermo Scientific | UV-Vis | No | 268-833900 | Low pressure dome with ZnSe windows for FTIR Spectrometers | 2217 | 3% | 2150.49
Thermo Scientific | UV-Vis | No | 268-834000 | High pressure dome with ZnSe windows for FTIR Spectrometers | 3117 | 3% | 3023.49
Thermo Scientific | UV-Vis | No | 269-268100 | UV-Vis Spectrum Poster | 89 | 3% | 86.33
Thermo Scientific | UV-Vis | No | 331709-000 | Rect Glass Cell Lidded 10 mm | 480 | 3% | 465.6
Thermo Scientific | UV-Vis | No | 331717-000 | Disposable Cell-Polystyrene 340-750 nm | 239 | 3% | 231.83
Thermo Scientific | UV-Vis | No | 331742-000 | Rec Quartz Cell Lidded 10 mm | 768 | 3% | 744.96
Thermo Scientific | UV-Vis | No | 331751-000 | Qtz UltraMicro Cell, 1 mm PL, 10 µL, sq | 1510 | 3% | 1464.7
Thermo Scientific | UV-Vis | No | 331773-000 | Cell, Test Tube, Vis-only, 1 in path | 677 | 3% | 656.69
Thermo Scientific | UV-Vis | No | 331781-000 | Glass Test Tube,3/4 in PL x 150mm, 100pk | 239 | 3% | 231.83
Thermo Scientific | UV-Vis | No | 332918-000 | Infrared filter, red | 107 | 3% | 103.79
Thermo Scientific | UV-Vis | No | 332972-000 | Infrared phototube, 600-950 nm, CEA 30 | 496 | 3% | 481.12
Thermo Scientific | UV-Vis | No | 333176-000 | Holder for 10 mm square cells | 118 | 3% | 114.46
Thermo Scientific | UV-Vis | No | 335079-000 | Thermostat Rect. Cell Hldr no baseplate | 639 | 3% | 619.83
Thermo Scientific | UV-Vis | No | 335911-000 | Cyl. Cell Holder-50 mm pl no baseplate | 224 | 3% | 217.28
Thermo Scientific | UV-Vis | No | 335916-000 | 10 mm Single Cell Holder with Baseplate | 179 | 3% | 173.63
Thermo Scientific | UV-Vis | No | 335921-000 | Accessory Door Kit (Light Gray) | 335 | 3% | 324.95
Thermo Scientific | UV-Vis | No | 335954-000 | Printer Paper | 83 | 3% | 80.51
Thermo Scientific | UV-Vis | No | 336012-000 | Cyl. Cell Holder 100 mm pl-no baseplate | 284 | 3% | 275.48
Thermo Scientific | UV-Vis | No | 336014-000 | Test Tube Holder (no baseplate) | 271 | 3% | 262.87
Thermo Scientific | UV-Vis | No | 336028-000 | Rect. Cell Holder 10 mm pl-no baseplate | 91 | 3% | 88.27
Thermo Scientific | UV-Vis | No | 699-119300 | UV Validator Lite (Documents DVD and Filters) | 1622 | 3% | 1573.34
Thermo Scientific | UV-Vis | No | 699-123900 | Recirculator Pkg, Heat only, 115V, 60Hz | 3836 | 3% | 3720.92
Thermo Scientific | UV-Vis | No | 699-124100 | Recirculator Pkg, Heat/cool, 115V, 60Hz | 6809 | 3% | 6604.73
Thermo Scientific | UV-Vis | No | 699-130000 | VISIONlite 5 Software 12 user license | 9971 | 3% | 9671.87
Thermo Scientific | UV-Vis | No | 699-131100 | Single Cell Peltier System for Evolution Spectrophotometers | 5610 | 3% | 5441.7
Thermo Scientific | UV-Vis | No | 699-131200 | 8 Cell Peltier System for Evolution Spectrophotometers | 10710 | 3% | 10388.7
Thermo Scientific | UV-Vis | No | 834-081200 | INSIGHT Security Software | 3540 | 3% | 3433.8
Thermo Scientific | UV-Vis | No | 834-091300 | VISIONlite 5 Software | 968 | 3% | 938.96
Thermo Scientific | UV-Vis | No | 840-051300 | *HP Deskjet Hi Quality Color Printer | 478 | 3% | 463.66
Thermo Scientific | UV-Vis | No | 840-064400 | *HP LaserJet Med Duty B/W Printer | 1125 | 3% | 1091.25
Thermo Scientific | UV-Vis | No | 840-144400 | *19" Flat Panel Monitor | 485 | 3% | 470.45
Thermo Scientific | UV-Vis | No | 840-202100 | 10 mm Single Cell Holder w/Aluminum Base | 289 | 3% | 280.33
Thermo Scientific | UV-Vis | No | 840-202300 | 50 mm Cylindrical Cell Holdr w/baseplate | 337 | 3% | 326.89
Thermo Scientific | UV-Vis | No | 840-202500 | 100 mm Cylindrical Cell Hldr w/baseplate | 347 | 3% | 336.59
Thermo Scientific | UV-Vis | No | 840-202700 | Test Tube Holder with baseplate | 347 | 3% | 336.59
Thermo Scientific | UV-Vis | No | 840-211300 | Mercury Lamp Calibration Accessory | 2091 | 3% | 2028.27
Thermo Scientific | UV-Vis | No | 840-211400 | Integrated Fiber Optics Module | 3723 | 3% | 3611.31
Thermo Scientific | UV-Vis | No | 840-211500 | Sample Compartment Quartz Window Kit | 185 | 3% | 179.45
Thermo Scientific | UV-Vis | No | 840-211700 | Test Tube and Vial Holder | 812 | 3% | 787.64
Thermo Scientific | UV-Vis | No | 840-211800 | Comb Filter, Vial, Rect Cell Holder | 846 | 3% | 820.62
Thermo Scientific | UV-Vis | No | 840-211900 | Ref Beam Cylindrical Cell Holder | 176 | 3% | 170.72
Thermo Scientific | UV-Vis | No | 840-213000 | CVC-EP with Smart Base | 8084 | 3% | 7841.48
Thermo Scientific | UV-Vis | No | 840-214400 | Ref Beam Rectangular Cell Holder | 140 | 3% | 135.8
Thermo Scientific | UV-Vis | No | 840-214600 | Temperature Probe Hub and Probe | 2428 | 3% | 2355.16
Thermo Scientific | UV-Vis | No | 840-214700 | Manifold for Liquid Connections | 569 | 3% | 551.93
Thermo Scientific | UV-Vis | No | 840-214800 | Smart Sipper for Evolution 200 | 3264 | 3% | 3166.08
Thermo Scientific | UV-Vis | No | 840-215200 | Smart Rotary Cell Changer Base ONLY | 3111 | 3% | 3017.67
Thermo Scientific | UV-Vis | No | 840-219000 | Smart Thermostatted Linear 8-Cell Changer | 3927 | 3% | 3809.19
Thermo Scientific | UV-Vis | No | 840-219100 | Smart Linear 8-Cell Changer Base Only | 3009 | 3% | 2918.73
Thermo Scientific | UV-Vis | No | 840-219200 | Thermostatted 8-Cell Holder Only for Smart Linear 8-Cell Changer | 1887 | 3% | 1830.39
Thermo Scientific | UV-Vis | No | 840-219500 | Temperature Probe | 477 | 3% | 462.69
Thermo Scientific | UV-Vis | No | 840-219600 | Spare Round Temp Probe Holder (pk of 4) | 223 | 3% | 216.31
Thermo Scientific | UV-Vis | No | 840-223900 | *22" Flat Panel Widescreen Monitor | 509 | 3% | 493.73
Thermo Scientific | UV-Vis | No | 840-230500 | 840-230500 Interconnect box for Economy Sipper | 468 | 3% | 453.96
Thermo Scientific | UV-Vis | No | 840-250500 | 100mm rectangular cell holder for SPEC 200 | 97 | 3% | 94.09
Thermo Scientific | UV-Vis | No | 840-250600 | 100mm cylindrical cell holder for SPEC 200 | 234 | 3% | 226.98
Thermo Scientific | UV-Vis | No | 840-250700 | SPEC 200 Sample Compartment with standard stage | 114 | 3% | 110.58
Thermo Scientific | UV-Vis | No | 840-250800 | 8-Cell Water Cooled Peltier Cell Holder | 5080 | 3% | 4927.6
Thermo Scientific | UV-Vis | No | 840-251000 | Peltier Control and Cooling Unit PCCU1 | 3785 | 3% | 3671.45
Thermo Scientific | UV-Vis | No | 840-251100 | Single Cell Water Cooled Peltier Cell Holder | 2102 | 3% | 2038.94
Thermo Scientific | UV-Vis | No | 869-127200 | VISIONlite Auto | 4631 | 3% | 4492.07
Thermo Scientific | UV-Vis | No | 869-128500 | VISIONlite Olive Oil Analysis Methods | 2275 | 3% | 2206.75
Thermo Scientific | UV-Vis | No | 9423UV91460E | Recalibration CVC NIST | 1275 | 3% | 1236.75
Thermo Scientific | UV-Vis | No | 9423UV95100E | Potassium Dichromate, 60 MG, NIST | 1887 | 3% | 1830.39
Thermo Scientific | UV-Vis | No | 9423UV95200E | Potassium Dichromate, 5 Stds, NIST | 5381 | 3% | 5219.57
Thermo Scientific | UV-Vis | No | 9423UV95500E | Stray Light filter, Sodium Iodide, NaI | 1571 | 3% | 1523.87
Thermo Scientific | UV-Vis | No | 9423UV95520E | Stray Light fltr, Potassium Chloride, KCl | 1640 | 3% | 1590.8
Thermo Scientific | UV-Vis | No | 840-277000 | GENESYS 30 Vis with USA Power Cable | 3479 | 3% | 3374.63
Thermo Scientific | UV-Vis | No | 840-297000 | GENESYS 40 Vis with USA Power Cable | 5126 | 3% | 4972.22
Thermo Scientific | UV-Vis | No | 840-298000 | GENESYS 50 UV-Vis with USA Power Cable | 7370 | 3% | 7148.9
Thermo Scientific | UV-Vis | No | 840-308000 | GENESYS 140 Vis with USA Power Cable | 5534 | 3% | 5367.98
Thermo Scientific | UV-Vis | No | 840-300000 | GENESYS 150 UV-Vis with USA Power Cable | 7829 | 3% | 7594.13
Thermo Scientific | UV-Vis | No | 840-309000 | GENESYS 180 Double Beam UV-Vis with USA Power Cable | 8900 | 3% | 8633
Thermo Scientific | UV-Vis | No | 840-301000 | BioMate 160 UV-Vis Life Science Spectrophotometer with USA Power | 8441 | 3% | 8187.77
Thermo Scientific | UV-Vis | No | 840-341400 | Evolution One UV-Vis | 10200 | 3% | 9894
Thermo Scientific | UV-Vis | No | 840-341500 | Evolution One Plus UV-Vis | 11628 | 3% | 11279.16
Thermo Scientific | UV-Vis | No | 840-340200 | Evolution Pro | 15963 | 3% | 15484.11
Thermo Scientific | UV-Vis | No | 840-277500 | Test-Tube holder for GENESYS 30, 40, 50 | 273 | 3% | 264.81
Thermo Scientific | UV-Vis | No | 840-277600 | Tall Test-Tube Cap for GENESYS 30, 40, 50 | 180 | 3% | 174.6
Thermo Scientific | UV-Vis | No | 840-277700 | Long Path Rectangular Cell Holder for GENESYS 30, 40, 50 | 247 | 3% | 239.59
Thermo Scientific | UV-Vis | No | 840-277800 | 5-100mm Path Cylindrical Cell Holder for GENESYS 30, 40, 50 | 223 | 3% | 216.31
Thermo Scientific | UV-Vis | No | 840-278000 | Printer Accessory for GENESYS | 720 | 3% | 698.4
Thermo Scientific | UV-Vis | No | 840-303800 | Long Path Rectangular Cell Holder for GENESYS 100 series | 274 | 3% | 265.78
Thermo Scientific | UV-Vis | No | 840-303100 | 5-100mm Path Cylindrical Cell Holder for GENESYS 100 series | 234 | 3% | 226.98
Thermo Scientific | UV-Vis | No | 840-303300 | Microcell Holder for GENESYS 100 Series and BioMate 160 | 487 | 3% | 472.39
Thermo Scientific | UV-Vis | No | 840-299000 | Beckman Cell Holder for BioMate 160 | 521 | 3% | 505.37
Thermo Scientific | UV-Vis | No | 840-303400 | GENESYS 8 Position Carousel for 10mm Pathlength Cells | 340 | 3% | 329.8
Thermo Scientific | UV-Vis | No | 840-314700 | 4 x Long Path Rectangular Cell Carousel | 427 | 3% | 414.19
Thermo Scientific | UV-Vis | No | 840-303600 | GENESYS 4 Position Carousel Base | 251 | 3% | 243.47
Thermo Scientific | UV-Vis | No | 840-306600 | Peltier Thermostatted Single Cell Holder for GENESYS 100 Series | 2265 | 3% | 2197.05
Thermo Scientific | UV-Vis | No | 840-306900 | Integrated Sipper System for GENESYS 140, 150, 180 & BioMate 160 | 2438 | 3% | 2364.86
Thermo Scientific | UV-Vis | No | 699-129500 | Silicone Pump Tubing Kit | 270 | 3% | 261.9
Thermo Scientific | UV-Vis | No | 401322844561 | Silicone Sipper Pump Tubing, L/S 16 | 69.3 | 3% | 67.22
Thermo Scientific | UV-Vis | No | 335971-000 | Silicone Pump Tubing for Economy sippers | 196 | 3% | 190.12
Thermo Scientific | UV-Vis | No | 699-129600 | Acid Resistant Pump Tubing Kit | 271 | 3% | 262.87
Thermo Scientific | UV-Vis | No | 699-129700 | Chemical Resistant Pump Tubing Kit | 302 | 3% | 292.94
Thermo Scientific | UV-Vis | No | 840-305700 | Complete 6mm Fiber Optic Dip Probe System for GENESYS 150, 180 | 4590 | 3% | 4452.3
Thermo Scientific | UV-Vis | No | 840-312300 | VISIONlite 5.4 Software + Cable for GENESYS 40-180 | 1051 | 3% | 1019.47
Thermo Scientific | UV-Vis | No | 869-175600 | VISIONlite ColorCalc 5.6 | 3040 | 3% | 2948.8
Thermo Scientific | UV-Vis | No | 869-191700 | VISIONlite Wine Analysis Software | 2622 | 3% | 2543.34
Thermo Scientific | UV-Vis | No | 840-309900 | WiFi dongle for Spectrophotometers | 171 | 3% | 165.87
Thermo Scientific | UV-Vis | No | 840-278700 | GENESYS 30, 40, 140 Tungsten-Halogen Lamp Assy, Pre-aligned | 155 | 3% | 150.35
Thermo Scientific | UV-Vis | No | 840-300900 | GENESYS 50, 150, 180 & BioMate 160 Xenon Lamp Assy, Pre-aligned | 906 | 3% | 878.82
Thermo Scientific | UV-Vis | No | 840-340100 | Evolution Pro with Mercury Lamp | 17136 | 3% | 16621.92